## Bus
Bus number | Name | Bus Voltage Level | Load flow area number | Loss zone number | Type | Final voltage | Final angle | Load MW | Load MVAR | Generation MW | Generation MVAR | Base KV | Desired volts | Maximum MVAR | Minimum MVAR | Shunt conductance G | Shunt susceptance B | Remote controlled bus number
1 | Kanawh | V1 | 1 | 1 | 3 | 1.04 | 0 | 55 | 17 | 128.9 | -16.1 | 0 | 1.04 | 0 | 0 | 0 | 0 | 0
2 | Turner | V1 | 1 | 1 | 2 | 1.01 | -1.18 | 3 | 88 | 0 | -0.8 | 0 | 1.01 | 50 | -17 | 0 | 0 | 0
3 | Logan | V1 | 1 | 1 | 2 | 0.985 | -5.97 | 41 | 21 | 40 | -1 | 0 | 0.985 | 60 | -10 | 0 | 0 | 0
4 | Sprigg | V1 | 1 | 1 | 0 | 0.981 | -7.32 | 0 | 0 | 0 | 0 | 0 | 0 | 0 | 0 | 0 | 0 | 0
5 | Bus 5 | V1 | 1 | 1 | 0 | 0.976 | -8.52 | 13 | 4 | 0 | 0 | 0 | 0 | 0 | 0 | 0 | 0 | 0
6 | Beaver | V1 | 1 | 1 | 2 | 0.98 | -8.65 | 75 | 2 | 0 | 0.8 | 0 | 0.98 | 25 | -8 | 0 | 0 | 0
7 | Bus 7 | V1 | 1 | 1 | 0 | 0.984 | -7.58 | 0 | 0 | 0 | 0 | 0 | 0 | 0 | 0 | 0 | 0 | 0
8 | Clinch | V1 | 1 | 1 | 2 | 1.005 | -4.45 | 150 | 22 | 450 | 62.1 | 0 | 1.005 | 200 | -140 | 0 | 0 | 0
9 | Saltvi | V1 | 1 | 1 | 2 | 0.98 | -9.56 | 121 | 26 | 0 | 2.2 | 0 | 0.98 | 9 | -3 | 0 | 0 | 0
10 | Bus 10 | V1 | 1 | 1 | 0 | 0.986 | -11.43 | 5 | 2 | 0 | 0 | 0 | 0 | 0 | 0 | 0 | 0 | 0
11 | Tazewe | V1 | 1 | 1 | 0 | 0.974 | -10.17 | 0 | 0 | 0 | 0 | 0 | 0 | 0 | 0 | 0 | 0 | 0
12 | Glen L | V1 | 1 | 1 | 2 | 1.015 | -10.46 | 377 | 24 | 310 | 128.5 | 0 | 1.015 | 155 | -150 | 0 | 0 | 0
13 | Bus 13 | V1 | 1 | 1 | 0 | 0.979 | -9.79 | 18 | 2.3 | 0 | 0 | 0 | 0 | 0 | 0 | 0 | 0 | 0
14 | Bus 14 | V1 | 1 | 1 | 0 | 0.97 | -9.33 | 10.5 | 5.3 | 0 | 0 | 0 | 0 | 0 | 0 | 0 | 0 | 0
15 | Bus 15 | V1 | 1 | 1 | 0 | 0.988 | -7.18 | 22 | 5 | 0 | 0 | 0 | 0 | 0 | 0 | 0 | 0 | 0
16 | Bus 16 | V1 | 1 | 1 | 0 | 1.013 | -8.85 | 43 | 3 | 0 | 0 | 0 | 0 | 0 | 0 | 0 | 0 | 0
17 | Bus 17 | V1 | 1 | 1 | 0 | 1.017 | -5.39 | 42 | 8 | 0 | 0 | 0 | 0 | 0 | 0 | 0 | 0 | 0
18 | Sprigg | V2 | 1 | 1 | 0 | 1.001 | -11.71 | 27.2 | 9.8 | 0 | 0 | 0 | 0 | 0 | 0 | 0 | 0.1 | 0
19 | Bus 19 | V2 | 1 | 1 | 0 | 0.97 | -13.2 | 3.3 | 0.6 | 0 | 0 | 0 | 0 | 0 | 0 | 0 | 0 | 0
20 | Bus 20 | V2 | 1 | 1 | 0 | 0.964 | -13.41 | 2.3 | 1 | 0 | 0 | 0 | 0 | 0 | 0 | 0 | 0 | 0
21 | Bus 21 | V3 | 1 | 1 | 0 | 1.008 | -12.89 | 0 | 0 | 0 | 0 | 0 | 0 | 0 | 0 | 0 | 0 | 0
22 | Bus 22 | V3 | 1 | 1 | 0 | 1.01 | -12.84 | 0 | 0 | 0 | 0 | 0 | 0 | 0 | 0 | 0 | 0 | 0
23 | Bus 23 | V3 | 1 | 1 | 0 | 1.008 | -12.91 | 6.3 | 2.1 | 0 | 0 | 0 | 0 | 0 | 0 | 0 | 0 | 0
24 | Bus 24 | V3 | 1 | 1 | 0 | 0.999 | -13.25 | 0 | 0 | 0 | 0 | 0 | 0 | 0 | 0 | 0 | 0 | 0
25 | Bus 25 | V4 | 1 | 1 | 0 | 0.982 | -18.13 | 6.3 | 3.2 | 0 | 0 | 0 | 0 | 0 | 0 | 0 | 0.059 | 0
26 | Bus 26 | V5 | 1 | 1 | 0 | 0.959 | -12.95 | 0 | 0 | 0 | 0 | 0 | 0 | 0 | 0 | 0 | 0 | 0
27 | Bus 27 | V5 | 1 | 1 | 0 | 0.982 | -11.48 | 9.3 | 0.5 | 0 | 0 | 0 | 0 | 0 | 0 | 0 | 0 | 0
28 | Bus 28 | V5 | 1 | 1 | 0 | 0.997 | -10.45 | 4.6 | 2.3 | 0 | 0 | 0 | 0 | 0 | 0 | 0 | 0 | 0
29 | Bus 29 | V5 | 1 | 1 | 0 | 1.01 | -9.75 | 17 | 2.6 | 0 | 0 | 0 | 0 | 0 | 0 | 0 | 0 | 0
30 | Bus 30 | V4 | 1 | 1 | 0 | 0.962 | -18.68 | 3.6 | 1.8 | 0 | 0 | 0 | 0 | 0 | 0 | 0 | 0 | 0
31 | Bus 31 | V4 | 1 | 1 | 0 | 0.936 | -19.34 | 5.8 | 2.9 | 0 | 0 | 0 | 0 | 0 | 0 | 0 | 0 | 0
32 | Bus 32 | V4 | 1 | 1 | 0 | 0.949 | -18.46 | 1.6 | 0.8 | 0 | 0 | 0 | 0 | 0 | 0 | 0 | 0 | 0
33 | Bus 33 | V4 | 1 | 1 | 0 | 0.947 | -18.5 | 3.8 | 1.9 | 0 | 0 | 0 | 0 | 0 | 0 | 0 | 0 | 0
34 | Bus 34 | V3 | 1 | 1 | 0 | 0.959 | -14.1 | 0 | 0 | 0 | 0 | 0 | 0 | 0 | 0 | 0 | 0 | 0
35 | Bus 35 | V3 | 1 | 1 | 0 | 0.966 | -13.86 | 6 | 3 | 0 | 0 | 0 | 0 | 0 | 0 | 0 | 0 | 0
36 | Bus 36 | V3 | 1 | 1 | 0 | 0.976 | -13.59 | 0 | 0 | 0 | 0 | 0 | 0 | 0 | 0 | 0 | 0 | 0
37 | Bus 37 | V3 | 1 | 1 | 0 | 0.985 | -13.41 | 0 | 0 | 0 | 0 | 0 | 0 | 0 | 0 | 0 | 0 | 0
38 | Bus 38 | V3 | 1 | 1 | 0 | 1.013 | -12.71 | 14 | 7 | 0 | 0 | 0 | 0 | 0 | 0 | 0 | 0 | 0
39 | Bus 39 | V3 | 1 | 1 | 0 | 0.983 | -13.46 | 0 | 0 | 0 | 0 | 0 | 0 | 0 | 0 | 0 | 0 | 0
40 | Bus 40 | V3 | 1 | 1 | 0 | 0.973 | -13.62 | 0 | 0 | 0 | 0 | 0 | 0 | 0 | 0 | 0 | 0 | 0
41 | Tazewe | V6 | 1 | 1 | 0 | 0.996 | -14.05 | 6.3 | 3 | 0 | 0 | 0 | 0 | 0 | 0 | 0 | 0 | 0
42 | Bus 42 | V6 | 1 | 1 | 0 | 0.966 | -15.5 | 7.1 | 4.4 | 0 | 0 | 0 | 0 | 0 | 0 | 0 | 0 | 0
43 | Tazewe | V7 | 1 | 1 | 0 | 1.01 | -11.33 | 2 | 1 | 0 | 0 | 0 | 0 | 0 | 0 | 0 | 0 | 0
44 | Bus 44 | V3 | 1 | 1 | 0 | 1.017 | -11.86 | 12 | 1.8 | 0 | 0 | 0 | 0 | 0 | 0 | 0 | 0 | 0
45 | Bus 45 | V3 | 1 | 1 | 0 | 1.036 | -9.25 | 0 | 0 | 0 | 0 | 0 | 0 | 0 | 0 | 0 | 0 | 0
46 | Bus 46 | V3 | 1 | 1 | 0 | 1.05 | -11.89 | 0 | 0 | 0 | 0 | 0 | 0 | 0 | 0 | 0 | 0 | 0
47 | Bus 47 | V3 | 1 | 1 | 0 | 1.033 | -12.49 | 29.7 | 11.6 | 0 | 0 | 0 | 0 | 0 | 0 | 0 | 0 | 0
48 | Bus 48 | V3 | 1 | 1 | 0 | 1.027 | -12.59 | 0 | 0 | 0 | 0 | 0 | 0 | 0 | 0 | 0 | 0 | 0
49 | Bus 49 | V3 | 1 | 1 | 0 | 1.036 | -12.92 | 18 | 8.5 | 0 | 0 | 0 | 0 | 0 | 0 | 0 | 0 | 0
50 | Bus 50 | V3 | 1 | 1 | 0 | 1.023 | -13.39 | 21 | 10.5 | 0 | 0 | 0 | 0 | 0 | 0 | 0 | 0 | 0
51 | Bus 51 | V3 | 1 | 1 | 0 | 1.052 | -12.52 | 18 | 5.3 | 0 | 0 | 0 | 0 | 0 | 0 | 0 | 0 | 0
52 | Bus 52 | V5 | 1 | 1 | 0 | 0.98 | -11.47 | 4.9 | 2.2 | 0 | 0 | 0 | 0 | 0 | 0 | 0 | 0 | 0
53 | Bus 53 | V5 | 1 | 1 | 0 | 0.971 | -12.23 | 20 | 10 | 0 | 0 | 0 | 0 | 0 | 0 | 0 | 0.063 | 0
54 | Bus 54 | V5 | 1 | 1 | 0 | 0.996 | -11.69 | 4.1 | 1.4 | 0 | 0 | 0 | 0 | 0 | 0 | 0 | 0 | 0
55 | Saltvi | V5 | 1 | 1 | 0 | 1.031 | -10.78 | 6.8 | 3.4 | 0 | 0 | 0 | 0 | 0 | 0 | 0 | 0 | 0
56 | Bus 56 | V6 | 1 | 1 | 0 | 0.968 | -16.04 | 7.6 | 2.2 | 0 | 0 | 0 | 0 | 0 | 0 | 0 | 0 | 0
57 | Bus 57 | V6 | 1 | 1 | 0 | 0.965 | -16.56 | 6.7 | 2 | 0 | 0 | 0 | 0 | 0 | 0 | 0 | 0 | 0

## Branch
Tap bus number | Z bus number | Load flow area | Loss zone | Circuit | Type | R | X | B | Line MVA rating No 1 | Line MVA rating No 2 | Line MVA rating No 3 | Control bus number | Side | Transformer final turns ratio | Transformer (phase shifter) final angle | Minimum tap | Maximum tap | Step size | Minimum voltage | Maximum voltage
1 | 2 | 1 | 1 | 1 | 0 | 0.0083 | 0.028 | 0.129 | 0 | 0 | 0 | 0 | 0 | 0 | 0 | 0 | 0 | 0 | 0 | 0
2 | 3 | 1 | 1 | 1 | 0 | 0.0298 | 0.085 | 0.0818 | 0 | 0 | 0 | 0 | 0 | 0 | 0 | 0 | 0 | 0 | 0 | 0
3 | 4 | 1 | 1 | 1 | 0 | 0.0112 | 0.0366 | 0.038 | 0 | 0 | 0 | 0 | 0 | 0 | 0 | 0 | 0 | 0 | 0 | 0
4 | 5 | 1 | 1 | 1 | 0 | 0.0625 | 0.132 | 0.0258 | 0 | 0 | 0 | 0 | 0 | 0 | 0 | 0 | 0 | 0 | 0 | 0
4 | 6 | 1 | 1 | 1 | 0 | 0.043 | 0.148 | 0.0348 | 0 | 0 | 0 | 0 | 0 | 0 | 0 | 0 | 0 | 0 | 0 | 0
6 | 7 | 1 | 1 | 1 | 0 | 0.02 | 0.102 | 0.0276 | 0 | 0 | 0 | 0 | 0 | 0 | 0 | 0 | 0 | 0 | 0 | 0
6 | 8 | 1 | 1 | 1 | 0 | 0.0339 | 0.173 | 0.047 | 0 | 0 | 0 | 0 | 0 | 0 | 0 | 0 | 0 | 0 | 0 | 0
8 | 9 | 1 | 1 | 1 | 0 | 0.0099 | 0.0505 | 0.0548 | 0 | 0 | 0 | 0 | 0 | 0 | 0 | 0 | 0 | 0 | 0 | 0
9 | 10 | 1 | 1 | 1 | 0 | 0.0369 | 0.1679 | 0.044 | 0 | 0 | 0 | 0 | 0 | 0 | 0 | 0 | 0 | 0 | 0 | 0
9 | 11 | 1 | 1 | 1 | 0 | 0.0258 | 0.0848 | 0.0218 | 0 | 0 | 0 | 0 | 0 | 0 | 0 | 0 | 0 | 0 | 0 | 0
9 | 12 | 1 | 1 | 1 | 0 | 0.0648 | 0.295 | 0.0772 | 0 | 0 | 0 | 0 | 0 | 0 | 0 | 0 | 0 | 0 | 0 | 0
9 | 13 | 1 | 1 | 1 | 0 | 0.0481 | 0.158 | 0.0406 | 0 | 0 | 0 | 0 | 0 | 0 | 0 | 0 | 0 | 0 | 0 | 0
13 | 14 | 1 | 1 | 1 | 0 | 0.0132 | 0.0434 | 0.011 | 0 | 0 | 0 | 0 | 0 | 0 | 0 | 0 | 0 | 0 | 0 | 0
13 | 15 | 1 | 1 | 1 | 0 | 0.0269 | 0.0869 | 0.023 | 0 | 0 | 0 | 0 | 0 | 0 | 0 | 0 | 0 | 0 | 0 | 0
1 | 15 | 1 | 1 | 1 | 0 | 0.0178 | 0.091 | 0.0988 | 0 | 0 | 0 | 0 | 0 | 0 | 0 | 0 | 0 | 0 | 0 | 0
1 | 16 | 1 | 1 | 1 | 0 | 0.0454 | 0.206 | 0.0546 | 0 | 0 | 0 | 0 | 0 | 0 | 0 | 0 | 0 | 0 | 0 | 0
1 | 17 | 1 | 1 | 1 | 0 | 0.0238 | 0.108 | 0.0286 | 0 | 0 | 0 | 0 | 0 | 0 | 0 | 0 | 0 | 0 | 0 | 0
3 | 15 | 1 | 1 | 1 | 0 | 0.0162 | 0.053 | 0.0544 | 0 | 0 | 0 | 0 | 0 | 0 | 0 | 0 | 0 | 0 | 0 | 0
4 | 18 | 1 | 1 | 1 | 0 | 0 | 0.555 | 0 | 0 | 0 | 0 | 0 | 0 | 0.97 | 0 | 0 | 0 | 0 | 0 | 0
4 | 18 | 1 | 1 | 1 | 0 | 0 | 0.43 | 0 | 0 | 0 | 0 | 0 | 0 | 0.978 | 0 | 0 | 0 | 0 | 0 | 0
5 | 6 | 1 | 1 | 1 | 0 | 0.0302 | 0.0641 | 0.0124 | 0 | 0 | 0 | 0 | 0 | 0 | 0 | 0 | 0 | 0 | 0 | 0
7 | 8 | 1 | 1 | 1 | 0 | 0.0139 | 0.0712 | 0.0194 | 0 | 0 | 0 | 0 | 0 | 0 | 0 | 0 | 0 | 0 | 0 | 0
10 | 12 | 1 | 1 | 1 | 0 | 0.0277 | 0.1262 | 0.0328 | 0 | 0 | 0 | 0 | 0 | 0 | 0 | 0 | 0 | 0 | 0 | 0
11 | 13 | 1 | 1 | 1 | 0 | 0.0223 | 0.0732 | 0.0188 | 0 | 0 | 0 | 0 | 0 | 0 | 0 | 0 | 0 | 0 | 0 | 0
12 | 13 | 1 | 1 | 1 | 0 | 0.0178 | 0.058 | 0.0604 | 0 | 0 | 0 | 0 | 0 | 0 | 0 | 0 | 0 | 0 | 0 | 0
12 | 16 | 1 | 1 | 1 | 0 | 0.018 | 0.0813 | 0.0216 | 0 | 0 | 0 | 0 | 0 | 0 | 0 | 0 | 0 | 0 | 0 | 0
12 | 17 | 1 | 1 | 1 | 0 | 0.0397 | 0.179 | 0.0476 | 0 | 0 | 0 | 0 | 0 | 0 | 0 | 0 | 0 | 0 | 0 | 0
14 | 15 | 1 | 1 | 1 | 0 | 0.0171 | 0.0547 | 0.0148 | 0 | 0 | 0 | 0 | 0 | 0 | 0 | 0 | 0 | 0 | 0 | 0
18 | 19 | 1 | 1 | 1 | 0 | 0.461 | 0.685 | 0 | 0 | 0 | 0 | 0 | 0 | 0 | 0 | 0 | 0 | 0 | 0 | 0
19 | 20 | 1 | 1 | 1 | 0 | 0.283 | 0.434 | 0 | 0 | 0 | 0 | 0 | 0 | 0 | 0 | 0 | 0 | 0 | 0 | 0
21 | 20 | 1 | 1 | 1 | 0 | 0 | 0.7767 | 0 | 0 | 0 | 0 | 0 | 0 | 1.043 | 0 | 0 | 0 | 0 | 0 | 0
21 | 22 | 1 | 1 | 1 | 0 | 0.0736 | 0.117 | 0 | 0 | 0 | 0 | 0 | 0 | 0 | 0 | 0 | 0 | 0 | 0 | 0
22 | 23 | 1 | 1 | 1 | 0 | 0.0099 | 0.0152 | 0 | 0 | 0 | 0 | 0 | 0 | 0 | 0 | 0 | 0 | 0 | 0 | 0
23 | 24 | 1 | 1 | 1 | 0 | 0.166 | 0.256 | 0.0084 | 0 | 0 | 0 | 0 | 0 | 0 | 0 | 0 | 0 | 0 | 0 | 0
24 | 25 | 1 | 1 | 1 | 0 | 0 | 1.182 | 0 | 0 | 0 | 0 | 0 | 0 | 1 | 0 | 0 | 0 | 0 | 0 | 0
24 | 25 | 1 | 1 | 1 | 0 | 0 | 1.23 | 0 | 0 | 0 | 0 | 0 | 0 | 1 | 0 | 0 | 0 | 0 | 0 | 0
24 | 26 | 1 | 1 | 1 | 0 | 0 | 0.0473 | 0 | 0 | 0 | 0 | 0 | 0 | 1.043 | 0 | 0 | 0 | 0 | 0 | 0
26 | 27 | 1 | 1 | 1 | 0 | 0.165 | 0.254 | 0 | 0 | 0 | 0 | 0 | 0 | 0 | 0 | 0 | 0 | 0 | 0 | 0
27 | 28 | 1 | 1 | 1 | 0 | 0.0618 | 0.0954 | 0 | 0 | 0 | 0 | 0 | 0 | 0 | 0 | 0 | 0 | 0 | 0 | 0
28 | 29 | 1 | 1 | 1 | 0 | 0.0418 | 0.0587 | 0 | 0 | 0 | 0 | 0 | 0 | 0 | 0 | 0 | 0 | 0 | 0 | 0
7 | 29 | 1 | 1 | 1 | 0 | 0 | 0.0648 | 0 | 0 | 0 | 0 | 0 | 0 | 0.967 | 0 | 0 | 0 | 0 | 0 | 0
25 | 30 | 1 | 1 | 1 | 0 | 0.135 | 0.202 | 0 | 0 | 0 | 0 | 0 | 0 | 0 | 0 | 0 | 0 | 0 | 0 | 0
30 | 31 | 1 | 1 | 1 | 0 | 0.326 | 0.497 | 0 | 0 | 0 | 0 | 0 | 0 | 0 | 0 | 0 | 0 | 0 | 0 | 0
31 | 32 | 1 | 1 | 1 | 0 | 0.507 | 0.755 | 0 | 0 | 0 | 0 | 0 | 0 | 0 | 0 | 0 | 0 | 0 | 0 | 0
32 | 33 | 1 | 1 | 1 | 0 | 0.0392 | 0.036 | 0 | 0 | 0 | 0 | 0 | 0 | 0 | 0 | 0 | 0 | 0 | 0 | 0
34 | 32 | 1 | 1 | 1 | 0 | 0 | 0.953 | 0 | 0 | 0 | 0 | 0 | 0 | 0.975 | 0 | 0 | 0 | 0 | 0 | 0
34 | 35 | 1 | 1 | 1 | 0 | 0.052 | 0.078 | 0.0032 | 0 | 0 | 0 | 0 | 0 | 0 | 0 | 0 | 0 | 0 | 0 | 0
35 | 36 | 1 | 1 | 1 | 0 | 0.043 | 0.0537 | 0.0016 | 0 | 0 | 0 | 0 | 0 | 0 | 0 | 0 | 0 | 0 | 0 | 0
36 | 37 | 1 | 1 | 1 | 0 | 0.029 | 0.0366 | 0 | 0 | 0 | 0 | 0 | 0 | 0 | 0 | 0 | 0 | 0 | 0 | 0
37 | 38 | 1 | 1 | 1 | 0 | 0.0651 | 0.1009 | 0.002 | 0 | 0 | 0 | 0 | 0 | 0 | 0 | 0 | 0 | 0 | 0 | 0
37 | 39 | 1 | 1 | 1 | 0 | 0.0239 | 0.0379 | 0 | 0 | 0 | 0 | 0 | 0 | 0 | 0 | 0 | 0 | 0 | 0 | 0
36 | 40 | 1 | 1 | 1 | 0 | 0.03 | 0.0466 | 0 | 0 | 0 | 0 | 0 | 0 | 0 | 0 | 0 | 0 | 0 | 0 | 0
22 | 38 | 1 | 1 | 1 | 0 | 0.0192 | 0.0295 | 0 | 0 | 0 | 0 | 0 | 0 | 0 | 0 | 0 | 0 | 0 | 0 | 0
11 | 41 | 1 | 1 | 1 | 0 | 0 | 0.749 | 0 | 0 | 0 | 0 | 0 | 0 | 0.955 | 0 | 0 | 0 | 0 | 0 | 0
41 | 42 | 1 | 1 | 1 | 0 | 0.207 | 0.352 | 0 | 0 | 0 | 0 | 0 | 0 | 0 | 0 | 0 | 0 | 0 | 0 | 0
41 | 43 | 1 | 1 | 1 | 0 | 0 | 0.412 | 0 | 0 | 0 | 0 | 0 | 0 | 0 | 0 | 0 | 0 | 0 | 0 | 0
38 | 44 | 1 | 1 | 1 | 0 | 0.0289 | 0.0585 | 0.002 | 0 | 0 | 0 | 0 | 0 | 0 | 0 | 0 | 0 | 0 | 0 | 0
15 | 45 | 1 | 1 | 1 | 0 | 0 | 0.1042 | 0 | 0 | 0 | 0 | 0 | 0 | 0.955 | 0 | 0 | 0 | 0 | 0 | 0
14 | 46 | 1 | 1 | 1 | 0 | 0 | 0.0735 | 0 | 0 | 0 | 0 | 0 | 0 | 0.9 | 0 | 0 | 0 | 0 | 0 | 0
46 | 47 | 1 | 1 | 1 | 0 | 0.023 | 0.068 | 0.0032 | 0 | 0 | 0 | 0 | 0 | 0 | 0 | 0 | 0 | 0 | 0 | 0
47 | 48 | 1 | 1 | 1 | 0 | 0.0182 | 0.0233 | 0 | 0 | 0 | 0 | 0 | 0 | 0 | 0 | 0 | 0 | 0 | 0 | 0
48 | 49 | 1 | 1 | 1 | 0 | 0.0834 | 0.129 | 0.0048 | 0 | 0 | 0 | 0 | 0 | 0 | 0 | 0 | 0 | 0 | 0 | 0
49 | 50 | 1 | 1 | 1 | 0 | 0.0801 | 0.128 | 0 | 0 | 0 | 0 | 0 | 0 | 0 | 0 | 0 | 0 | 0 | 0 | 0
50 | 51 | 1 | 1 | 1 | 0 | 0.1386 | 0.22 | 0 | 0 | 0 | 0 | 0 | 0 | 0 | 0 | 0 | 0 | 0 | 0 | 0
10 | 51 | 1 | 1 | 1 | 0 | 0 | 0.0712 | 0 | 0 | 0 | 0 | 0 | 0 | 0.93 | 0 | 0 | 0 | 0 | 0 | 0
13 | 49 | 1 | 1 | 1 | 0 | 0 | 0.191 | 0 | 0 | 0 | 0 | 0 | 0 | 0.895 | 0 | 0 | 0 | 0 | 0 | 0
29 | 52 | 1 | 1 | 1 | 0 | 0.1442 | 0.187 | 0 | 0 | 0 | 0 | 0 | 0 | 0 | 0 | 0 | 0 | 0 | 0 | 0
52 | 53 | 1 | 1 | 1 | 0 | 0.0762 | 0.0984 | 0 | 0 | 0 | 0 | 0 | 0 | 0 | 0 | 0 | 0 | 0 | 0 | 0
53 | 54 | 1 | 1 | 1 | 0 | 0.1878 | 0.232 | 0 | 0 | 0 | 0 | 0 | 0 | 0 | 0 | 0 | 0 | 0 | 0 | 0
54 | 55 | 1 | 1 | 1 | 0 | 0.1732 | 0.2265 | 0 | 0 | 0 | 0 | 0 | 0 | 0 | 0 | 0 | 0 | 0 | 0 | 0
11 | 43 | 1 | 1 | 1 | 0 | 0 | 0.153 | 0 | 0 | 0 | 0 | 0 | 0 | 0.958 | 0 | 0 | 0 | 0 | 0 | 0
44 | 45 | 1 | 1 | 1 | 0 | 0.0624 | 0.1242 | 0.004 | 0 | 0 | 0 | 0 | 0 | 0 | 0 | 0 | 0 | 0 | 0 | 0
40 | 56 | 1 | 1 | 1 | 0 | 0 | 1.195 | 0 | 0 | 0 | 0 | 0 | 0 | 0.958 | 0 | 0 | 0 | 0 | 0 | 0
56 | 41 | 1 | 1 | 1 | 0 | 0.553 | 0.549 | 0 | 0 | 0 | 0 | 0 | 0 | 0 | 0 | 0 | 0 | 0 | 0 | 0
56 | 42 | 1 | 1 | 1 | 0 | 0.2125 | 0.354 | 0 | 0 | 0 | 0 | 0 | 0 | 0 | 0 | 0 | 0 | 0 | 0 | 0
39 | 57 | 1 | 1 | 1 | 0 | 0 | 1.355 | 0 | 0 | 0 | 0 | 0 | 0 | 0.98 | 0 | 0 | 0 | 0 | 0 | 0
57 | 56 | 1 | 1 | 1 | 0 | 0.174 | 0.26 | 0 | 0 | 0 | 0 | 0 | 0 | 0 | 0 | 0 | 0 | 0 | 0 | 0
38 | 49 | 1 | 1 | 1 | 0 | 0.115 | 0.177 | 0.003 | 0 | 0 | 0 | 0 | 0 | 0 | 0 | 0 | 0 | 0 | 0 | 0
38 | 48 | 1 | 1 | 1 | 0 | 0.0312 | 0.0482 | 0 | 0 | 0 | 0 | 0 | 0 | 0 | 0 | 0 | 0 | 0 | 0 | 0
9 | 55 | 1 | 1 | 1 | 0 | 0 | 0.1205 | 0 | 0 | 0 | 0 | 0 | 0 | 0.94 | 0 | 0 | 0 | 0 | 0 | 0

## Line Data
Line ID | Tap bus number | Z bus number | B
1 | 1 | 2 | 35.71
2 | 2 | 3 | 11.76
3 | 3 | 4 | 27.32
4 | 4 | 5 | 7.58
5 | 4 | 6 | 6.76
6 | 6 | 7 | 9.8
7 | 6 | 8 | 5.78
8 | 8 | 9 | 19.8
9 | 9 | 10 | 5.96
10 | 9 | 11 | 11.79
11 | 9 | 12 | 3.39
12 | 9 | 13 | 6.33
13 | 13 | 14 | 23.04
14 | 13 | 15 | 11.51
15 | 1 | 15 | 10.99
16 | 1 | 16 | 4.85
17 | 1 | 17 | 9.26
18 | 3 | 15 | 18.87
19 | 4 | 18 | 1.8
20 | 4 | 18 | 2.33
21 | 5 | 6 | 15.6
22 | 7 | 8 | 14.04
23 | 10 | 12 | 7.92
24 | 11 | 13 | 13.66
25 | 12 | 13 | 17.24
26 | 12 | 16 | 12.3
27 | 12 | 17 | 5.59
28 | 14 | 15 | 18.28
29 | 18 | 19 | 1.46
30 | 19 | 20 | 2.3
31 | 21 | 20 | 1.29
32 | 21 | 22 | 8.55
33 | 22 | 23 | 65.79
34 | 23 | 24 | 3.91
35 | 24 | 25 | 0.85
36 | 24 | 25 | 0.81
37 | 24 | 26 | 21.14
38 | 26 | 27 | 3.94
39 | 27 | 28 | 10.48
40 | 28 | 29 | 17.04
41 | 7 | 29 | 15.43
42 | 25 | 30 | 4.95
43 | 30 | 31 | 2.01
44 | 31 | 32 | 1.32
45 | 32 | 33 | 27.78
46 | 34 | 32 | 1.05
47 | 34 | 35 | 12.82
48 | 35 | 36 | 18.62
49 | 36 | 37 | 27.32
50 | 37 | 38 | 9.91
51 | 37 | 39 | 26.39
52 | 36 | 40 | 21.46
53 | 22 | 38 | 33.9
54 | 11 | 41 | 1.34
55 | 41 | 42 | 2.84
56 | 41 | 43 | 2.43
57 | 38 | 44 | 17.09
58 | 15 | 45 | 9.6
59 | 14 | 46 | 13.61
60 | 46 | 47 | 14.71
61 | 47 | 48 | 42.92
62 | 48 | 49 | 7.75
63 | 49 | 50 | 7.81
64 | 50 | 51 | 4.55
65 | 10 | 51 | 14.04
66 | 13 | 49 | 5.24
67 | 29 | 52 | 5.35
68 | 52 | 53 | 10.16
69 | 53 | 54 | 4.31
70 | 54 | 55 | 4.42
71 | 11 | 43 | 6.54
72 | 44 | 45 | 8.05
73 | 40 | 56 | 0.84
74 | 56 | 41 | 1.82
75 | 56 | 42 | 2.82
76 | 39 | 57 | 0.74
77 | 57 | 56 | 3.85
78 | 38 | 49 | 5.65
79 | 38 | 48 | 20.75
80 | 9 | 55 | 8.3

## Topology Matrix
0 | 1 | 2 | 3 | 4 | 5 | 6 | 7 | 8 | 9 | 10 | 11 | 12 | 13 | 14 | 15 | 16 | 17 | 18 | 19 | 20 | 21 | 22 | 23 | 24 | 25 | 26 | 27 | 28 | 29 | 30 | 31 | 32 | 33 | 34 | 35 | 36 | 37 | 38 | 39 | 40 | 41 | 42 | 43 | 44 | 45 | 46 | 47 | 48 | 49 | 50 | 51 | 52 | 53 | 54 | 55 | 56
1 | 0 | 0 | 0 | 0 | 0 | 0 | 0 | 0 | 0 | 0 | 0 | 0 | 0 | 0 | 0 | 0 | 0 | 0 | 0 | 0 | 0 | 0 | 0 | 0 | 0 | 0 | 0 | 0 | 0 | 0 | 0 | 0 | 0 | 0 | 0 | 0 | 0 | 0 | 0 | 0 | 0 | 0 | 0 | 0 | 0 | 0 | 0 | 0 | 0 | 0 | 0 | 0 | 0 | 0 | 0 | 0
35.71 | -35.71 | 0 | 0 | 0 | 0 | 0 | 0 | 0 | 0 | 0 | 0 | 0 | 0 | 0 | 0 | 0 | 0 | 0 | 0 | 0 | 0 | 0 | 0 | 0 | 0 | 0 | 0 | 0 | 0 | 0 | 0 | 0 | 0 | 0 | 0 | 0 | 0 | 0 | 0 | 0 | 0 | 0 | 0 | 0 | 0 | 0 | 0 | 0 | 0 | 0 | 0 | 0 | 0 | 0 | 0 | 0
0 | 11.76 | -11.76 | 0 | 0 | 0 | 0 | 0 | 0 | 0 | 0 | 0 | 0 | 0 | 0 | 0 | 0 | 0 | 0 | 0 | 0 | 0 | 0 | 0 | 0 | 0 | 0 | 0 | 0 | 0 | 0 | 0 | 0 | 0 | 0 | 0 | 0 | 0 | 0 | 0 | 0 | 0 | 0 | 0 | 0 | 0 | 0 | 0 | 0 | 0 | 0 | 0 | 0 | 0 | 0 | 0 | 0
0 | 0 | 27.32 | -27.32 | 0 | 0 | 0 | 0 | 0 | 0 | 0 | 0 | 0 | 0 | 0 | 0 | 0 | 0 | 0 | 0 | 0 | 0 | 0 | 0 | 0 | 0 | 0 | 0 | 0 | 0 | 0 | 0 | 0 | 0 | 0 | 0 | 0 | 0 | 0 | 0 | 0 | 0 | 0 | 0 | 0 | 0 | 0 | 0 | 0 | 0 | 0 | 0 | 0 | 0 | 0 | 0 | 0
0 | 0 | 0 | 7.58 | -7.58 | 0 | 0 | 0 | 0 | 0 | 0 | 0 | 0 | 0 | 0 | 0 | 0 | 0 | 0 | 0 | 0 | 0 | 0 | 0 | 0 | 0 | 0 | 0 | 0 | 0 | 0 | 0 | 0 | 0 | 0 | 0 | 0 | 0 | 0 | 0 | 0 | 0 | 0 | 0 | 0 | 0 | 0 | 0 | 0 | 0 | 0 | 0 | 0 | 0 | 0 | 0 | 0
0 | 0 | 0 | 6.76 | 0 | -6.76 | 0 | 0 | 0 | 0 | 0 | 0 | 0 | 0 | 0 | 0 | 0 | 0 | 0 | 0 | 0 | 0 | 0 | 0 | 0 | 0 | 0 | 0 | 0 | 0 | 0 | 0 | 0 | 0 | 0 | 0 | 0 | 0 | 0 | 0 | 0 | 0 | 0 | 0 | 0 | 0 | 0 | 0 | 0 | 0 | 0 | 0 | 0 | 0 | 0 | 0 | 0
0 | 0 | 0 | 0 | 0 | 9.8 | -9.8 | 0 | 0 | 0 | 0 | 0 | 0 | 0 | 0 | 0 | 0 | 0 | 0 | 0 | 0 | 0 | 0 | 0 | 0 | 0 | 0 | 0 | 0 | 0 | 0 | 0 | 0 | 0 | 0 | 0 | 0 | 0 | 0 | 0 | 0 | 0 | 0 | 0 | 0 | 0 | 0 | 0 | 0 | 0 | 0 | 0 | 0 | 0 | 0 | 0 | 0
0 | 0 | 0 | 0 | 0 | 5.78 | 0 | -5.78 | 0 | 0 | 0 | 0 | 0 | 0 | 0 | 0 | 0 | 0 | 0 | 0 | 0 | 0 | 0 | 0 | 0 | 0 | 0 | 0 | 0 | 0 | 0 | 0 | 0 | 0 | 0 | 0 | 0 | 0 | 0 | 0 | 0 | 0 | 0 | 0 | 0 | 0 | 0 | 0 | 0 | 0 | 0 | 0 | 0 | 0 | 0 | 0 | 0
0 | 0 | 0 | 0 | 0 | 0 | 0 | 19.8 | -19.8 | 0 | 0 | 0 | 0 | 0 | 0 | 0 | 0 | 0 | 0 | 0 | 0 | 0 | 0 | 0 | 0 | 0 | 0 | 0 | 0 | 0 | 0 | 0 | 0 | 0 | 0 | 0 | 0 | 0 | 0 | 0 | 0 | 0 | 0 | 0 | 0 | 0 | 0 | 0 | 0 | 0 | 0 | 0 | 0 | 0 | 0 | 0 | 0
0 | 0 | 0 | 0 | 0 | 0 | 0 | 0 | 5.96 | -5.96 | 0 | 0 | 0 | 0 | 0 | 0 | 0 | 0 | 0 | 0 | 0 | 0 | 0 | 0 | 0 | 0 | 0 | 0 | 0 | 0 | 0 | 0 | 0 | 0 | 0 | 0 | 0 | 0 | 0 | 0 | 0 | 0 | 0 | 0 | 0 | 0 | 0 | 0 | 0 | 0 | 0 | 0 | 0 | 0 | 0 | 0 | 0
0 | 0 | 0 | 0 | 0 | 0 | 0 | 0 | 11.79 | 0 | -11.79 | 0 | 0 | 0 | 0 | 0 | 0 | 0 | 0 | 0 | 0 | 0 | 0 | 0 | 0 | 0 | 0 | 0 | 0 | 0 | 0 | 0 | 0 | 0 | 0 | 0 | 0 | 0 | 0 | 0 | 0 | 0 | 0 | 0 | 0 | 0 | 0 | 0 | 0 | 0 | 0 | 0 | 0 | 0 | 0 | 0 | 0
0 | 0 | 0 | 0 | 0 | 0 | 0 | 0 | 3.39 | 0 | 0 | -3.39 | 0 | 0 | 0 | 0 | 0 | 0 | 0 | 0 | 0 | 0 | 0 | 0 | 0 | 0 | 0 | 0 | 0 | 0 | 0 | 0 | 0 | 0 | 0 | 0 | 0 | 0 | 0 | 0 | 0 | 0 | 0 | 0 | 0 | 0 | 0 | 0 | 0 | 0 | 0 | 0 | 0 | 0 | 0 | 0 | 0
0 | 0 | 0 | 0 | 0 | 0 | 0 | 0 | 6.33 | 0 | 0 | 0 | -6.33 | 0 | 0 | 0 | 0 | 0 | 0 | 0 | 0 | 0 | 0 | 0 | 0 | 0 | 0 | 0 | 0 | 0 | 0 | 0 | 0 | 0 | 0 | 0 | 0 | 0 | 0 | 0 | 0 | 0 | 0 | 0 | 0 | 0 | 0 | 0 | 0 | 0 | 0 | 0 | 0 | 0 | 0 | 0 | 0
0 | 0 | 0 | 0 | 0 | 0 | 0 | 0 | 0 | 0 | 0 | 0 | 23.04 | -23.04 | 0 | 0 | 0 | 0 | 0 | 0 | 0 | 0 | 0 | 0 | 0 | 0 | 0 | 0 | 0 | 0 | 0 | 0 | 0 | 0 | 0 | 0 | 0 | 0 | 0 | 0 | 0 | 0 | 0 | 0 | 0 | 0 | 0 | 0 | 0 | 0 | 0 | 0 | 0 | 0 | 0 | 0 | 0
0 | 0 | 0 | 0 | 0 | 0 | 0 | 0 | 0 | 0 | 0 | 0 | 11.51 | 0 | -11.51 | 0 | 0 | 0 | 0 | 0 | 0 | 0 | 0 | 0 | 0 | 0 | 0 | 0 | 0 | 0 | 0 | 0 | 0 | 0 | 0 | 0 | 0 | 0 | 0 | 0 | 0 | 0 | 0 | 0 | 0 | 0 | 0 | 0 | 0 | 0 | 0 | 0 | 0 | 0 | 0 | 0 | 0
10.99 | 0 | 0 | 0 | 0 | 0 | 0 | 0 | 0 | 0 | 0 | 0 | 0 | 0 | -10.99 | 0 | 0 | 0 | 0 | 0 | 0 | 0 | 0 | 0 | 0 | 0 | 0 | 0 | 0 | 0 | 0 | 0 | 0 | 0 | 0 | 0 | 0 | 0 | 0 | 0 | 0 | 0 | 0 | 0 | 0 | 0 | 0 | 0 | 0 | 0 | 0 | 0 | 0 | 0 | 0 | 0 | 0
4.85 | 0 | 0 | 0 | 0 | 0 | 0 | 0 | 0 | 0 | 0 | 0 | 0 | 0 | 0 | -4.85 | 0 | 0 | 0 | 0 | 0 | 0 | 0 | 0 | 0 | 0 | 0 | 0 | 0 | 0 | 0 | 0 | 0 | 0 | 0 | 0 | 0 | 0 | 0 | 0 | 0 | 0 | 0 | 0 | 0 | 0 | 0 | 0 | 0 | 0 | 0 | 0 | 0 | 0 | 0 | 0 | 0
9.26 | 0 | 0 | 0 | 0 | 0 | 0 | 0 | 0 | 0 | 0 | 0 | 0 | 0 | 0 | 0 | -9.26 | 0 | 0 | 0 | 0 | 0 | 0 | 0 | 0 | 0 | 0 | 0 | 0 | 0 | 0 | 0 | 0 | 0 | 0 | 0 | 0 | 0 | 0 | 0 | 0 | 0 | 0 | 0 | 0 | 0 | 0 | 0 | 0 | 0 | 0 | 0 | 0 | 0 | 0 | 0 | 0
0 | 0 | 18.87 | 0 | 0 | 0 | 0 | 0 | 0 | 0 | 0 | 0 | 0 | 0 | -18.87 | 0 | 0 | 0 | 0 | 0 | 0 | 0 | 0 | 0 | 0 | 0 | 0 | 0 | 0 | 0 | 0 | 0 | 0 | 0 | 0 | 0 | 0 | 0 | 0 | 0 | 0 | 0 | 0 | 0 | 0 | 0 | 0 | 0 | 0 | 0 | 0 | 0 | 0 | 0 | 0 | 0 | 0
0 | 0 | 0 | 1.8 | 0 | 0 | 0 | 0 | 0 | 0 | 0 | 0 | 0 | 0 | 0 | 0 | 0 | -1.8 | 0 | 0 | 0 | 0 | 0 | 0 | 0 | 0 | 0 | 0 | 0 | 0 | 0 | 0 | 0 | 0 | 0 | 0 | 0 | 0 | 0 | 0 | 0 | 0 | 0 | 0 | 0 | 0 | 0 | 0 | 0 | 0 | 0 | 0 | 0 | 0 | 0 | 0 | 0
0 | 0 | 0 | 2.33 | 0 | 0 | 0 | 0 | 0 | 0 | 0 | 0 | 0 | 0 | 0 | 0 | 0 | -2.33 | 0 | 0 | 0 | 0 | 0 | 0 | 0 | 0 | 0 | 0 | 0 | 0 | 0 | 0 | 0 | 0 | 0 | 0 | 0 | 0 | 0 | 0 | 0 | 0 | 0 | 0 | 0 | 0 | 0 | 0 | 0 | 0 | 0 | 0 | 0 | 0 | 0 | 0 | 0
0 | 0 | 0 | 0 | 15.6 | -15.6 | 0 | 0 | 0 | 0 | 0 | 0 | 0 | 0 | 0 | 0 | 0 | 0 | 0 | 0 | 0 | 0 | 0 | 0 | 0 | 0 | 0 | 0 | 0 | 0 | 0 | 0 | 0 | 0 | 0 | 0 | 0 | 0 | 0 | 0 | 0 | 0 | 0 | 0 | 0 | 0 | 0 | 0 | 0 | 0 | 0 | 0 | 0 | 0 | 0 | 0 | 0
0 | 0 | 0 | 0 | 0 | 0 | 14.04 | -14.04 | 0 | 0 | 0 | 0 | 0 | 0 | 0 | 0 | 0 | 0 | 0 | 0 | 0 | 0 | 0 | 0 | 0 | 0 | 0 | 0 | 0 | 0 | 0 | 0 | 0 | 0 | 0 | 0 | 0 | 0 | 0 | 0 | 0 | 0 | 0 | 0 | 0 | 0 | 0 | 0 | 0 | 0 | 0 | 0 | 0 | 0 | 0 | 0 | 0
0 | 0 | 0 | 0 | 0 | 0 | 0 | 0 | 0 | 7.92 | 0 | -7.92 | 0 | 0 | 0 | 0 | 0 | 0 | 0 | 0 | 0 | 0 | 0 | 0 | 0 | 0 | 0 | 0 | 0 | 0 | 0 | 0 | 0 | 0 | 0 | 0 | 0 | 0 | 0 | 0 | 0 | 0 | 0 | 0 | 0 | 0 | 0 | 0 | 0 | 0 | 0 | 0 | 0 | 0 | 0 | 0 | 0
0 | 0 | 0 | 0 | 0 | 0 | 0 | 0 | 0 | 0 | 13.66 | 0 | -13.66 | 0 | 0 | 0 | 0 | 0 | 0 | 0 | 0 | 0 | 0 | 0 | 0 | 0 | 0 | 0 | 0 | 0 | 0 | 0 | 0 | 0 | 0 | 0 | 0 | 0 | 0 | 0 | 0 | 0 | 0 | 0 | 0 | 0 | 0 | 0 | 0 | 0 | 0 | 0 | 0 | 0 | 0 | 0 | 0
0 | 0 | 0 | 0 | 0 | 0 | 0 | 0 | 0 | 0 | 0 | 17.24 | -17.24 | 0 | 0 | 0 | 0 | 0 | 0 | 0 | 0 | 0 | 0 | 0 | 0 | 0 | 0 | 0 | 0 | 0 | 0 | 0 | 0 | 0 | 0 | 0 | 0 | 0 | 0 | 0 | 0 | 0 | 0 | 0 | 0 | 0 | 0 | 0 | 0 | 0 | 0 | 0 | 0 | 0 | 0 | 0 | 0
0 | 0 | 0 | 0 | 0 | 0 | 0 | 0 | 0 | 0 | 0 | 12.3 | 0 | 0 | 0 | -12.3 | 0 | 0 | 0 | 0 | 0 | 0 | 0 | 0 | 0 | 0 | 0 | 0 | 0 | 0 | 0 | 0 | 0 | 0 | 0 | 0 | 0 | 0 | 0 | 0 | 0 | 0 | 0 | 0 | 0 | 0 | 0 | 0 | 0 | 0 | 0 | 0 | 0 | 0 | 0 | 0 | 0
0 | 0 | 0 | 0 | 0 | 0 | 0 | 0 | 0 | 0 | 0 | 5.59 | 0 | 0 | 0 | 0 | -5.59 | 0 | 0 | 0 | 0 | 0 | 0 | 0 | 0 | 0 | 0 | 0 | 0 | 0 | 0 | 0 | 0 | 0 | 0 | 0 | 0 | 0 | 0 | 0 | 0 | 0 | 0 | 0 | 0 | 0 | 0 | 0 | 0 | 0 | 0 | 0 | 0 | 0 | 0 | 0 | 0
0 | 0 | 0 | 0 | 0 | 0 | 0 | 0 | 0 | 0 | 0 | 0 | 0 | 18.28 | -18.28 | 0 | 0 | 0 | 0 | 0 | 0 | 0 | 0 | 0 | 0 | 0 | 0 | 0 | 0 | 0 | 0 | 0 | 0 | 0 | 0 | 0 | 0 | 0 | 0 | 0 | 0 | 0 | 0 | 0 | 0 | 0 | 0 | 0 | 0 | 0 | 0 | 0 | 0 | 0 | 0 | 0 | 0
0 | 0 | 0 | 0 | 0 | 0 | 0 | 0 | 0 | 0 | 0 | 0 | 0 | 0 | 0 | 0 | 0 | 1.46 | -1.46 | 0 | 0 | 0 | 0 | 0 | 0 | 0 | 0 | 0 | 0 | 0 | 0 | 0 | 0 | 0 | 0 | 0 | 0 | 0 | 0 | 0 | 0 | 0 | 0 | 0 | 0 | 0 | 0 | 0 | 0 | 0 | 0 | 0 | 0 | 0 | 0 | 0 | 0
0 | 0 | 0 | 0 | 0 | 0 | 0 | 0 | 0 | 0 | 0 | 0 | 0 | 0 | 0 | 0 | 0 | 0 | 2.3 | -2.3 | 0 | 0 | 0 | 0 | 0 | 0 | 0 | 0 | 0 | 0 | 0 | 0 | 0 | 0 | 0 | 0 | 0 | 0 | 0 | 0 | 0 | 0 | 0 | 0 | 0 | 0 | 0 | 0 | 0 | 0 | 0 | 0 | 0 | 0 | 0 | 0 | 0
0 | 0 | 0 | 0 | 0 | 0 | 0 | 0 | 0 | 0 | 0 | 0 | 0 | 0 | 0 | 0 | 0 | 0 | 0 | -1.29 | 1.29 | 0 | 0 | 0 | 0 | 0 | 0 | 0 | 0 | 0 | 0 | 0 | 0 | 0 | 0 | 0 | 0 | 0 | 0 | 0 | 0 | 0 | 0 | 0 | 0 | 0 | 0 | 0 | 0 | 0 | 0 | 0 | 0 | 0 | 0 | 0 | 0
0 | 0 | 0 | 0 | 0 | 0 | 0 | 0 | 0 | 0 | 0 | 0 | 0 | 0 | 0 | 0 | 0 | 0 | 0 | 0 | 8.55 | -8.55 | 0 | 0 | 0 | 0 | 0 | 0 | 0 | 0 | 0 | 0 | 0 | 0 | 0 | 0 | 0 | 0 | 0 | 0 | 0 | 0 | 0 | 0 | 0 | 0 | 0 | 0 | 0 | 0 | 0 | 0 | 0 | 0 | 0 | 0 | 0
0 | 0 | 0 | 0 | 0 | 0 | 0 | 0 | 0 | 0 | 0 | 0 | 0 | 0 | 0 | 0 | 0 | 0 | 0 | 0 | 0 | 65.79 | -65.79 | 0 | 0 | 0 | 0 | 0 | 0 | 0 | 0 | 0 | 0 | 0 | 0 | 0 | 0 | 0 | 0 | 0 | 0 | 0 | 0 | 0 | 0 | 0 | 0 | 0 | 0 | 0 | 0 | 0 | 0 | 0 | 0 | 0 | 0
0 | 0 | 0 | 0 | 0 | 0 | 0 | 0 | 0 | 0 | 0 | 0 | 0 | 0 | 0 | 0 | 0 | 0 | 0 | 0 | 0 | 0 | 3.91 | -3.91 | 0 | 0 | 0 | 0 | 0 | 0 | 0 | 0 | 0 | 0 | 0 | 0 | 0 | 0 | 0 | 0 | 0 | 0 | 0 | 0 | 0 | 0 | 0 | 0 | 0 | 0 | 0 | 0 | 0 | 0 | 0 | 0 | 0
0 | 0 | 0 | 0 | 0 | 0 | 0 | 0 | 0 | 0 | 0 | 0 | 0 | 0 | 0 | 0 | 0 | 0 | 0 | 0 | 0 | 0 | 0 | 0.85 | -0.85 | 0 | 0 | 0 | 0 | 0 | 0 | 0 | 0 | 0 | 0 | 0 | 0 | 0 | 0 | 0 | 0 | 0 | 0 | 0 | 0 | 0 | 0 | 0 | 0 | 0 | 0 | 0 | 0 | 0 | 0 | 0 | 0
0 | 0 | 0 | 0 | 0 | 0 | 0 | 0 | 0 | 0 | 0 | 0 | 0 | 0 | 0 | 0 | 0 | 0 | 0 | 0 | 0 | 0 | 0 | 0.81 | -0.81 | 0 | 0 | 0 | 0 | 0 | 0 | 0 | 0 | 0 | 0 | 0 | 0 | 0 | 0 | 0 | 0 | 0 | 0 | 0 | 0 | 0 | 0 | 0 | 0 | 0 | 0 | 0 | 0 | 0 | 0 | 0 | 0
0 | 0 | 0 | 0 | 0 | 0 | 0 | 0 | 0 | 0 | 0 | 0 | 0 | 0 | 0 | 0 | 0 | 0 | 0 | 0 | 0 | 0 | 0 | 21.14 | 0 | -21.14 | 0 | 0 | 0 | 0 | 0 | 0 | 0 | 0 | 0 | 0 | 0 | 0 | 0 | 0 | 0 | 0 | 0 | 0 | 0 | 0 | 0 | 0 | 0 | 0 | 0 | 0 | 0 | 0 | 0 | 0 | 0
0 | 0 | 0 | 0 | 0 | 0 | 0 | 0 | 0 | 0 | 0 | 0 | 0 | 0 | 0 | 0 | 0 | 0 | 0 | 0 | 0 | 0 | 0 | 0 | 0 | 3.94 | -3.94 | 0 | 0 | 0 | 0 | 0 | 0 | 0 | 0 | 0 | 0 | 0 | 0 | 0 | 0 | 0 | 0 | 0 | 0 | 0 | 0 | 0 | 0 | 0 | 0 | 0 | 0 | 0 | 0 | 0 | 0
0 | 0 | 0 | 0 | 0 | 0 | 0 | 0 | 0 | 0 | 0 | 0 | 0 | 0 | 0 | 0 | 0 | 0 | 0 | 0 | 0 | 0 | 0 | 0 | 0 | 0 | 10.48 | -10.48 | 0 | 0 | 0 | 0 | 0 | 0 | 0 | 0 | 0 | 0 | 0 | 0 | 0 | 0 | 0 | 0 | 0 | 0 | 0 | 0 | 0 | 0 | 0 | 0 | 0 | 0 | 0 | 0 | 0
0 | 0 | 0 | 0 | 0 | 0 | 0 | 0 | 0 | 0 | 0 | 0 | 0 | 0 | 0 | 0 | 0 | 0 | 0 | 0 | 0 | 0 | 0 | 0 | 0 | 0 | 0 | 17.04 | -17.04 | 0 | 0 | 0 | 0 | 0 | 0 | 0 | 0 | 0 | 0 | 0 | 0 | 0 | 0 | 0 | 0 | 0 | 0 | 0 | 0 | 0 | 0 | 0 | 0 | 0 | 0 | 0 | 0
0 | 0 | 0 | 0 | 0 | 0 | 15.43 | 0 | 0 | 0 | 0 | 0 | 0 | 0 | 0 | 0 | 0 | 0 | 0 | 0 | 0 | 0 | 0 | 0 | 0 | 0 | 0 | 0 | -15.43 | 0 | 0 | 0 | 0 | 0 | 0 | 0 | 0 | 0 | 0 | 0 | 0 | 0 | 0 | 0 | 0 | 0 | 0 | 0 | 0 | 0 | 0 | 0 | 0 | 0 | 0 | 0 | 0
0 | 0 | 0 | 0 | 0 | 0 | 0 | 0 | 0 | 0 | 0 | 0 | 0 | 0 | 0 | 0 | 0 | 0 | 0 | 0 | 0 | 0 | 0 | 0 | 4.95 | 0 | 0 | 0 | 0 | -4.95 | 0 | 0 | 0 | 0 | 0 | 0 | 0 | 0 | 0 | 0 | 0 | 0 | 0 | 0 | 0 | 0 | 0 | 0 | 0 | 0 | 0 | 0 | 0 | 0 | 0 | 0 | 0
0 | 0 | 0 | 0 | 0 | 0 | 0 | 0 | 0 | 0 | 0 | 0 | 0 | 0 | 0 | 0 | 0 | 0 | 0 | 0 | 0 | 0 | 0 | 0 | 0 | 0 | 0 | 0 | 0 | 2.01 | -2.01 | 0 | 0 | 0 | 0 | 0 | 0 | 0 | 0 | 0 | 0 | 0 | 0 | 0 | 0 | 0 | 0 | 0 | 0 | 0 | 0 | 0 | 0 | 0 | 0 | 0 | 0
0 | 0 | 0 | 0 | 0 | 0 | 0 | 0 | 0 | 0 | 0 | 0 | 0 | 0 | 0 | 0 | 0 | 0 | 0 | 0 | 0 | 0 | 0 | 0 | 0 | 0 | 0 | 0 | 0 | 0 | 1.32 | -1.32 | 0 | 0 | 0 | 0 | 0 | 0 | 0 | 0 | 0 | 0 | 0 | 0 | 0 | 0 | 0 | 0 | 0 | 0 | 0 | 0 | 0 | 0 | 0 | 0 | 0
0 | 0 | 0 | 0 | 0 | 0 | 0 | 0 | 0 | 0 | 0 | 0 | 0 | 0 | 0 | 0 | 0 | 0 | 0 | 0 | 0 | 0 | 0 | 0 | 0 | 0 | 0 | 0 | 0 | 0 | 0 | 27.78 | -27.78 | 0 | 0 | 0 | 0 | 0 | 0 | 0 | 0 | 0 | 0 | 0 | 0 | 0 | 0 | 0 | 0 | 0 | 0 | 0 | 0 | 0 | 0 | 0 | 0
0 | 0 | 0 | 0 | 0 | 0 | 0 | 0 | 0 | 0 | 0 | 0 | 0 | 0 | 0 | 0 | 0 | 0 | 0 | 0 | 0 | 0 | 0 | 0 | 0 | 0 | 0 | 0 | 0 | 0 | 0 | -1.05 | 0 | 1.05 | 0 | 0 | 0 | 0 | 0 | 0 | 0 | 0 | 0 | 0 | 0 | 0 | 0 | 0 | 0 | 0 | 0 | 0 | 0 | 0 | 0 | 0 | 0
0 | 0 | 0 | 0 | 0 | 0 | 0 | 0 | 0 | 0 | 0 | 0 | 0 | 0 | 0 | 0 | 0 | 0 | 0 | 0 | 0 | 0 | 0 | 0 | 0 | 0 | 0 | 0 | 0 | 0 | 0 | 0 | 0 | 12.82 | -12.82 | 0 | 0 | 0 | 0 | 0 | 0 | 0 | 0 | 0 | 0 | 0 | 0 | 0 | 0 | 0 | 0 | 0 | 0 | 0 | 0 | 0 | 0
0 | 0 | 0 | 0 | 0 | 0 | 0 | 0 | 0 | 0 | 0 | 0 | 0 | 0 | 0 | 0 | 0 | 0 | 0 | 0 | 0 | 0 | 0 | 0 | 0 | 0 | 0 | 0 | 0 | 0 | 0 | 0 | 0 | 0 | 18.62 | -18.62 | 0 | 0 | 0 | 0 | 0 | 0 | 0 | 0 | 0 | 0 | 0 | 0 | 0 | 0 | 0 | 0 | 0 | 0 | 0 | 0 | 0
0 | 0 | 0 | 0 | 0 | 0 | 0 | 0 | 0 | 0 | 0 | 0 | 0 | 0 | 0 | 0 | 0 | 0 | 0 | 0 | 0 | 0 | 0 | 0 | 0 | 0 | 0 | 0 | 0 | 0 | 0 | 0 | 0 | 0 | 0 | 27.32 | -27.32 | 0 | 0 | 0 | 0 | 0 | 0 | 0 | 0 | 0 | 0 | 0 | 0 | 0 | 0 | 0 | 0 | 0 | 0 | 0 | 0
0 | 0 | 0 | 0 | 0 | 0 | 0 | 0 | 0 | 0 | 0 | 0 | 0 | 0 | 0 | 0 | 0 | 0 | 0 | 0 | 0 | 0 | 0 | 0 | 0 | 0 | 0 | 0 | 0 | 0 | 0 | 0 | 0 | 0 | 0 | 0 | 9.91 | -9.91 | 0 | 0 | 0 | 0 | 0 | 0 | 0 | 0 | 0 | 0 | 0 | 0 | 0 | 0 | 0 | 0 | 0 | 0 | 0
0 | 0 | 0 | 0 | 0 | 0 | 0 | 0 | 0 | 0 | 0 | 0 | 0 | 0 | 0 | 0 | 0 | 0 | 0 | 0 | 0 | 0 | 0 | 0 | 0 | 0 | 0 | 0 | 0 | 0 | 0 | 0 | 0 | 0 | 0 | 0 | 26.39 | 0 | -26.39 | 0 | 0 | 0 | 0 | 0 | 0 | 0 | 0 | 0 | 0 | 0 | 0 | 0 | 0 | 0 | 0 | 0 | 0
0 | 0 | 0 | 0 | 0 | 0 | 0 | 0 | 0 | 0 | 0 | 0 | 0 | 0 | 0 | 0 | 0 | 0 | 0 | 0 | 0 | 0 | 0 | 0 | 0 | 0 | 0 | 0 | 0 | 0 | 0 | 0 | 0 | 0 | 0 | 21.46 | 0 | 0 | 0 | -21.46 | 0 | 0 | 0 | 0 | 0 | 0 | 0 | 0 | 0 | 0 | 0 | 0 | 0 | 0 | 0 | 0 | 0
0 | 0 | 0 | 0 | 0 | 0 | 0 | 0 | 0 | 0 | 0 | 0 | 0 | 0 | 0 | 0 | 0 | 0 | 0 | 0 | 0 | 33.9 | 0 | 0 | 0 | 0 | 0 | 0 | 0 | 0 | 0 | 0 | 0 | 0 | 0 | 0 | 0 | -33.9 | 0 | 0 | 0 | 0 | 0 | 0 | 0 | 0 | 0 | 0 | 0 | 0 | 0 | 0 | 0 | 0 | 0 | 0 | 0
0 | 0 | 0 | 0 | 0 | 0 | 0 | 0 | 0 | 0 | 1.34 | 0 | 0 | 0 | 0 | 0 | 0 | 0 | 0 | 0 | 0 | 0 | 0 | 0 | 0 | 0 | 0 | 0 | 0 | 0 | 0 | 0 | 0 | 0 | 0 | 0 | 0 | 0 | 0 | 0 | -1.34 | 0 | 0 | 0 | 0 | 0 | 0 | 0 | 0 | 0 | 0 | 0 | 0 | 0 | 0 | 0 | 0
0 | 0 | 0 | 0 | 0 | 0 | 0 | 0 | 0 | 0 | 0 | 0 | 0 | 0 | 0 | 0 | 0 | 0 | 0 | 0 | 0 | 0 | 0 | 0 | 0 | 0 | 0 | 0 | 0 | 0 | 0 | 0 | 0 | 0 | 0 | 0 | 0 | 0 | 0 | 0 | 2.84 | -2.84 | 0 | 0 | 0 | 0 | 0 | 0 | 0 | 0 | 0 | 0 | 0 | 0 | 0 | 0 | 0
0 | 0 | 0 | 0 | 0 | 0 | 0 | 0 | 0 | 0 | 0 | 0 | 0 | 0 | 0 | 0 | 0 | 0 | 0 | 0 | 0 | 0 | 0 | 0 | 0 | 0 | 0 | 0 | 0 | 0 | 0 | 0 | 0 | 0 | 0 | 0 | 0 | 0 | 0 | 0 | 2.43 | 0 | -2.43 | 0 | 0 | 0 | 0 | 0 | 0 | 0 | 0 | 0 | 0 | 0 | 0 | 0 | 0
0 | 0 | 0 | 0 | 0 | 0 | 0 | 0 | 0 | 0 | 0 | 0 | 0 | 0 | 0 | 0 | 0 | 0 | 0 | 0 | 0 | 0 | 0 | 0 | 0 | 0 | 0 | 0 | 0 | 0 | 0 | 0 | 0 | 0 | 0 | 0 | 0 | 17.09 | 0 | 0 | 0 | 0 | 0 | -17.09 | 0 | 0 | 0 | 0 | 0 | 0 | 0 | 0 | 0 | 0 | 0 | 0 | 0
0 | 0 | 0 | 0 | 0 | 0 | 0 | 0 | 0 | 0 | 0 | 0 | 0 | 0 | 9.6 | 0 | 0 | 0 | 0 | 0 | 0 | 0 | 0 | 0 | 0 | 0 | 0 | 0 | 0 | 0 | 0 | 0 | 0 | 0 | 0 | 0 | 0 | 0 | 0 | 0 | 0 | 0 | 0 | 0 | -9.6 | 0 | 0 | 0 | 0 | 0 | 0 | 0 | 0 | 0 | 0 | 0 | 0
0 | 0 | 0 | 0 | 0 | 0 | 0 | 0 | 0 | 0 | 0 | 0 | 0 | 13.61 | 0 | 0 | 0 | 0 | 0 | 0 | 0 | 0 | 0 | 0 | 0 | 0 | 0 | 0 | 0 | 0 | 0 | 0 | 0 | 0 | 0 | 0 | 0 | 0 | 0 | 0 | 0 | 0 | 0 | 0 | 0 | -13.61 | 0 | 0 | 0 | 0 | 0 | 0 | 0 | 0 | 0 | 0 | 0
0 | 0 | 0 | 0 | 0 | 0 | 0 | 0 | 0 | 0 | 0 | 0 | 0 | 0 | 0 | 0 | 0 | 0 | 0 | 0 | 0 | 0 | 0 | 0 | 0 | 0 | 0 | 0 | 0 | 0 | 0 | 0 | 0 | 0 | 0 | 0 | 0 | 0 | 0 | 0 | 0 | 0 | 0 | 0 | 0 | 14.71 | -14.71 | 0 | 0 | 0 | 0 | 0 | 0 | 0 | 0 | 0 | 0
0 | 0 | 0 | 0 | 0 | 0 | 0 | 0 | 0 | 0 | 0 | 0 | 0 | 0 | 0 | 0 | 0 | 0 | 0 | 0 | 0 | 0 | 0 | 0 | 0 | 0 | 0 | 0 | 0 | 0 | 0 | 0 | 0 | 0 | 0 | 0 | 0 | 0 | 0 | 0 | 0 | 0 | 0 | 0 | 0 | 0 | 42.92 | -42.92 | 0 | 0 | 0 | 0 | 0 | 0 | 0 | 0 | 0
0 | 0 | 0 | 0 | 0 | 0 | 0 | 0 | 0 | 0 | 0 | 0 | 0 | 0 | 0 | 0 | 0 | 0 | 0 | 0 | 0 | 0 | 0 | 0 | 0 | 0 | 0 | 0 | 0 | 0 | 0 | 0 | 0 | 0 | 0 | 0 | 0 | 0 | 0 | 0 | 0 | 0 | 0 | 0 | 0 | 0 | 0 | 7.75 | -7.75 | 0 | 0 | 0 | 0 | 0 | 0 | 0 | 0
0 | 0 | 0 | 0 | 0 | 0 | 0 | 0 | 0 | 0 | 0 | 0 | 0 | 0 | 0 | 0 | 0 | 0 | 0 | 0 | 0 | 0 | 0 | 0 | 0 | 0 | 0 | 0 | 0 | 0 | 0 | 0 | 0 | 0 | 0 | 0 | 0 | 0 | 0 | 0 | 0 | 0 | 0 | 0 | 0 | 0 | 0 | 0 | 7.81 | -7.81 | 0 | 0 | 0 | 0 | 0 | 0 | 0
0 | 0 | 0 | 0 | 0 | 0 | 0 | 0 | 0 | 0 | 0 | 0 | 0 | 0 | 0 | 0 | 0 | 0 | 0 | 0 | 0 | 0 | 0 | 0 | 0 | 0 | 0 | 0 | 0 | 0 | 0 | 0 | 0 | 0 | 0 | 0 | 0 | 0 | 0 | 0 | 0 | 0 | 0 | 0 | 0 | 0 | 0 | 0 | 0 | 4.55 | -4.55 | 0 | 0 | 0 | 0 | 0 | 0
0 | 0 | 0 | 0 | 0 | 0 | 0 | 0 | 0 | 14.04 | 0 | 0 | 0 | 0 | 0 | 0 | 0 | 0 | 0 | 0 | 0 | 0 | 0 | 0 | 0 | 0 | 0 | 0 | 0 | 0 | 0 | 0 | 0 | 0 | 0 | 0 | 0 | 0 | 0 | 0 | 0 | 0 | 0 | 0 | 0 | 0 | 0 | 0 | 0 | 0 | -14.04 | 0 | 0 | 0 | 0 | 0 | 0
0 | 0 | 0 | 0 | 0 | 0 | 0 | 0 | 0 | 0 | 0 | 0 | 5.24 | 0 | 0 | 0 | 0 | 0 | 0 | 0 | 0 | 0 | 0 | 0 | 0 | 0 | 0 | 0 | 0 | 0 | 0 | 0 | 0 | 0 | 0 | 0 | 0 | 0 | 0 | 0 | 0 | 0 | 0 | 0 | 0 | 0 | 0 | 0 | -5.24 | 0 | 0 | 0 | 0 | 0 | 0 | 0 | 0
0 | 0 | 0 | 0 | 0 | 0 | 0 | 0 | 0 | 0 | 0 | 0 | 0 | 0 | 0 | 0 | 0 | 0 | 0 | 0 | 0 | 0 | 0 | 0 | 0 | 0 | 0 | 0 | 5.35 | 0 | 0 | 0 | 0 | 0 | 0 | 0 | 0 | 0 | 0 | 0 | 0 | 0 | 0 | 0 | 0 | 0 | 0 | 0 | 0 | 0 | 0 | -5.35 | 0 | 0 | 0 | 0 | 0
0 | 0 | 0 | 0 | 0 | 0 | 0 | 0 | 0 | 0 | 0 | 0 | 0 | 0 | 0 | 0 | 0 | 0 | 0 | 0 | 0 | 0 | 0 | 0 | 0 | 0 | 0 | 0 | 0 | 0 | 0 | 0 | 0 | 0 | 0 | 0 | 0 | 0 | 0 | 0 | 0 | 0 | 0 | 0 | 0 | 0 | 0 | 0 | 0 | 0 | 0 | 10.16 | -10.16 | 0 | 0 | 0 | 0
0 | 0 | 0 | 0 | 0 | 0 | 0 | 0 | 0 | 0 | 0 | 0 | 0 | 0 | 0 | 0 | 0 | 0 | 0 | 0 | 0 | 0 | 0 | 0 | 0 | 0 | 0 | 0 | 0 | 0 | 0 | 0 | 0 | 0 | 0 | 0 | 0 | 0 | 0 | 0 | 0 | 0 | 0 | 0 | 0 | 0 | 0 | 0 | 0 | 0 | 0 | 0 | 4.31 | -4.31 | 0 | 0 | 0
0 | 0 | 0 | 0 | 0 | 0 | 0 | 0 | 0 | 0 | 0 | 0 | 0 | 0 | 0 | 0 | 0 | 0 | 0 | 0 | 0 | 0 | 0 | 0 | 0 | 0 | 0 | 0 | 0 | 0 | 0 | 0 | 0 | 0 | 0 | 0 | 0 | 0 | 0 | 0 | 0 | 0 | 0 | 0 | 0 | 0 | 0 | 0 | 0 | 0 | 0 | 0 | 0 | 4.42 | -4.42 | 0 | 0
0 | 0 | 0 | 0 | 0 | 0 | 0 | 0 | 0 | 0 | 6.54 | 0 | 0 | 0 | 0 | 0 | 0 | 0 | 0 | 0 | 0 | 0 | 0 | 0 | 0 | 0 | 0 | 0 | 0 | 0 | 0 | 0 | 0 | 0 | 0 | 0 | 0 | 0 | 0 | 0 | 0 | 0 | -6.54 | 0 | 0 | 0 | 0 | 0 | 0 | 0 | 0 | 0 | 0 | 0 | 0 | 0 | 0
0 | 0 | 0 | 0 | 0 | 0 | 0 | 0 | 0 | 0 | 0 | 0 | 0 | 0 | 0 | 0 | 0 | 0 | 0 | 0 | 0 | 0 | 0 | 0 | 0 | 0 | 0 | 0 | 0 | 0 | 0 | 0 | 0 | 0 | 0 | 0 | 0 | 0 | 0 | 0 | 0 | 0 | 0 | 8.05 | -8.05 | 0 | 0 | 0 | 0 | 0 | 0 | 0 | 0 | 0 | 0 | 0 | 0
0 | 0 | 0 | 0 | 0 | 0 | 0 | 0 | 0 | 0 | 0 | 0 | 0 | 0 | 0 | 0 | 0 | 0 | 0 | 0 | 0 | 0 | 0 | 0 | 0 | 0 | 0 | 0 | 0 | 0 | 0 | 0 | 0 | 0 | 0 | 0 | 0 | 0 | 0 | 0.84 | 0 | 0 | 0 | 0 | 0 | 0 | 0 | 0 | 0 | 0 | 0 | 0 | 0 | 0 | 0 | -0.84 | 0
0 | 0 | 0 | 0 | 0 | 0 | 0 | 0 | 0 | 0 | 0 | 0 | 0 | 0 | 0 | 0 | 0 | 0 | 0 | 0 | 0 | 0 | 0 | 0 | 0 | 0 | 0 | 0 | 0 | 0 | 0 | 0 | 0 | 0 | 0 | 0 | 0 | 0 | 0 | 0 | -1.82 | 0 | 0 | 0 | 0 | 0 | 0 | 0 | 0 | 0 | 0 | 0 | 0 | 0 | 0 | 1.82 | 0
0 | 0 | 0 | 0 | 0 | 0 | 0 | 0 | 0 | 0 | 0 | 0 | 0 | 0 | 0 | 0 | 0 | 0 | 0 | 0 | 0 | 0 | 0 | 0 | 0 | 0 | 0 | 0 | 0 | 0 | 0 | 0 | 0 | 0 | 0 | 0 | 0 | 0 | 0 | 0 | 0 | -2.82 | 0 | 0 | 0 | 0 | 0 | 0 | 0 | 0 | 0 | 0 | 0 | 0 | 0 | 2.82 | 0
0 | 0 | 0 | 0 | 0 | 0 | 0 | 0 | 0 | 0 | 0 | 0 | 0 | 0 | 0 | 0 | 0 | 0 | 0 | 0 | 0 | 0 | 0 | 0 | 0 | 0 | 0 | 0 | 0 | 0 | 0 | 0 | 0 | 0 | 0 | 0 | 0 | 0 | 0.74 | 0 | 0 | 0 | 0 | 0 | 0 | 0 | 0 | 0 | 0 | 0 | 0 | 0 | 0 | 0 | 0 | 0 | -0.74
0 | 0 | 0 | 0 | 0 | 0 | 0 | 0 | 0 | 0 | 0 | 0 | 0 | 0 | 0 | 0 | 0 | 0 | 0 | 0 | 0 | 0 | 0 | 0 | 0 | 0 | 0 | 0 | 0 | 0 | 0 | 0 | 0 | 0 | 0 | 0 | 0 | 0 | 0 | 0 | 0 | 0 | 0 | 0 | 0 | 0 | 0 | 0 | 0 | 0 | 0 | 0 | 0 | 0 | 0 | -3.85 | 3.85
0 | 0 | 0 | 0 | 0 | 0 | 0 | 0 | 0 | 0 | 0 | 0 | 0 | 0 | 0 | 0 | 0 | 0 | 0 | 0 | 0 | 0 | 0 | 0 | 0 | 0 | 0 | 0 | 0 | 0 | 0 | 0 | 0 | 0 | 0 | 0 | 0 | 5.65 | 0 | 0 | 0 | 0 | 0 | 0 | 0 | 0 | 0 | 0 | -5.65 | 0 | 0 | 0 | 0 | 0 | 0 | 0 | 0
0 | 0 | 0 | 0 | 0 | 0 | 0 | 0 | 0 | 0 | 0 | 0 | 0 | 0 | 0 | 0 | 0 | 0 | 0 | 0 | 0 | 0 | 0 | 0 | 0 | 0 | 0 | 0 | 0 | 0 | 0 | 0 | 0 | 0 | 0 | 0 | 0 | 20.75 | 0 | 0 | 0 | 0 | 0 | 0 | 0 | 0 | 0 | -20.75 | 0 | 0 | 0 | 0 | 0 | 0 | 0 | 0 | 0
0 | 0 | 0 | 0 | 0 | 0 | 0 | 0 | 8.3 | 0 | 0 | 0 | 0 | 0 | 0 | 0 | 0 | 0 | 0 | 0 | 0 | 0 | 0 | 0 | 0 | 0 | 0 | 0 | 0 | 0 | 0 | 0 | 0 | 0 | 0 | 0 | 0 | 0 | 0 | 0 | 0 | 0 | 0 | 0 | 0 | 0 | 0 | 0 | 0 | 0 | 0 | 0 | 0 | 0 | -8.3 | 0 | 0
-35.71 | 35.71 | 0 | 0 | 0 | 0 | 0 | 0 | 0 | 0 | 0 | 0 | 0 | 0 | 0 | 0 | 0 | 0 | 0 | 0 | 0 | 0 | 0 | 0 | 0 | 0 | 0 | 0 | 0 | 0 | 0 | 0 | 0 | 0 | 0 | 0 | 0 | 0 | 0 | 0 | 0 | 0 | 0 | 0 | 0 | 0 | 0 | 0 | 0 | 0 | 0 | 0 | 0 | 0 | 0 | 0 | 0
0 | -11.76 | 11.76 | 0 | 0 | 0 | 0 | 0 | 0 | 0 | 0 | 0 | 0 | 0 | 0 | 0 | 0 | 0 | 0 | 0 | 0 | 0 | 0 | 0 | 0 | 0 | 0 | 0 | 0 | 0 | 0 | 0 | 0 | 0 | 0 | 0 | 0 | 0 | 0 | 0 | 0 | 0 | 0 | 0 | 0 | 0 | 0 | 0 | 0 | 0 | 0 | 0 | 0 | 0 | 0 | 0 | 0
0 | 0 | -27.32 | 27.32 | 0 | 0 | 0 | 0 | 0 | 0 | 0 | 0 | 0 | 0 | 0 | 0 | 0 | 0 | 0 | 0 | 0 | 0 | 0 | 0 | 0 | 0 | 0 | 0 | 0 | 0 | 0 | 0 | 0 | 0 | 0 | 0 | 0 | 0 | 0 | 0 | 0 | 0 | 0 | 0 | 0 | 0 | 0 | 0 | 0 | 0 | 0 | 0 | 0 | 0 | 0 | 0 | 0
0 | 0 | 0 | -7.58 | 7.58 | 0 | 0 | 0 | 0 | 0 | 0 | 0 | 0 | 0 | 0 | 0 | 0 | 0 | 0 | 0 | 0 | 0 | 0 | 0 | 0 | 0 | 0 | 0 | 0 | 0 | 0 | 0 | 0 | 0 | 0 | 0 | 0 | 0 | 0 | 0 | 0 | 0 | 0 | 0 | 0 | 0 | 0 | 0 | 0 | 0 | 0 | 0 | 0 | 0 | 0 | 0 | 0
0 | 0 | 0 | -6.76 | 0 | 6.76 | 0 | 0 | 0 | 0 | 0 | 0 | 0 | 0 | 0 | 0 | 0 | 0 | 0 | 0 | 0 | 0 | 0 | 0 | 0 | 0 | 0 | 0 | 0 | 0 | 0 | 0 | 0 | 0 | 0 | 0 | 0 | 0 | 0 | 0 | 0 | 0 | 0 | 0 | 0 | 0 | 0 | 0 | 0 | 0 | 0 | 0 | 0 | 0 | 0 | 0 | 0
0 | 0 | 0 | 0 | 0 | -9.8 | 9.8 | 0 | 0 | 0 | 0 | 0 | 0 | 0 | 0 | 0 | 0 | 0 | 0 | 0 | 0 | 0 | 0 | 0 | 0 | 0 | 0 | 0 | 0 | 0 | 0 | 0 | 0 | 0 | 0 | 0 | 0 | 0 | 0 | 0 | 0 | 0 | 0 | 0 | 0 | 0 | 0 | 0 | 0 | 0 | 0 | 0 | 0 | 0 | 0 | 0 | 0
0 | 0 | 0 | 0 | 0 | -5.78 | 0 | 5.78 | 0 | 0 | 0 | 0 | 0 | 0 | 0 | 0 | 0 | 0 | 0 | 0 | 0 | 0 | 0 | 0 | 0 | 0 | 0 | 0 | 0 | 0 | 0 | 0 | 0 | 0 | 0 | 0 | 0 | 0 | 0 | 0 | 0 | 0 | 0 | 0 | 0 | 0 | 0 | 0 | 0 | 0 | 0 | 0 | 0 | 0 | 0 | 0 | 0
0 | 0 | 0 | 0 | 0 | 0 | 0 | -19.8 | 19.8 | 0 | 0 | 0 | 0 | 0 | 0 | 0 | 0 | 0 | 0 | 0 | 0 | 0 | 0 | 0 | 0 | 0 | 0 | 0 | 0 | 0 | 0 | 0 | 0 | 0 | 0 | 0 | 0 | 0 | 0 | 0 | 0 | 0 | 0 | 0 | 0 | 0 | 0 | 0 | 0 | 0 | 0 | 0 | 0 | 0 | 0 | 0 | 0
0 | 0 | 0 | 0 | 0 | 0 | 0 | 0 | -5.96 | 5.96 | 0 | 0 | 0 | 0 | 0 | 0 | 0 | 0 | 0 | 0 | 0 | 0 | 0 | 0 | 0 | 0 | 0 | 0 | 0 | 0 | 0 | 0 | 0 | 0 | 0 | 0 | 0 | 0 | 0 | 0 | 0 | 0 | 0 | 0 | 0 | 0 | 0 | 0 | 0 | 0 | 0 | 0 | 0 | 0 | 0 | 0 | 0
0 | 0 | 0 | 0 | 0 | 0 | 0 | 0 | -11.79 | 0 | 11.79 | 0 | 0 | 0 | 0 | 0 | 0 | 0 | 0 | 0 | 0 | 0 | 0 | 0 | 0 | 0 | 0 | 0 | 0 | 0 | 0 | 0 | 0 | 0 | 0 | 0 | 0 | 0 | 0 | 0 | 0 | 0 | 0 | 0 | 0 | 0 | 0 | 0 | 0 | 0 | 0 | 0 | 0 | 0 | 0 | 0 | 0
0 | 0 | 0 | 0 | 0 | 0 | 0 | 0 | -3.39 | 0 | 0 | 3.39 | 0 | 0 | 0 | 0 | 0 | 0 | 0 | 0 | 0 | 0 | 0 | 0 | 0 | 0 | 0 | 0 | 0 | 0 | 0 | 0 | 0 | 0 | 0 | 0 | 0 | 0 | 0 | 0 | 0 | 0 | 0 | 0 | 0 | 0 | 0 | 0 | 0 | 0 | 0 | 0 | 0 | 0 | 0 | 0 | 0
0 | 0 | 0 | 0 | 0 | 0 | 0 | 0 | -6.33 | 0 | 0 | 0 | 6.33 | 0 | 0 | 0 | 0 | 0 | 0 | 0 | 0 | 0 | 0 | 0 | 0 | 0 | 0 | 0 | 0 | 0 | 0 | 0 | 0 | 0 | 0 | 0 | 0 | 0 | 0 | 0 | 0 | 0 | 0 | 0 | 0 | 0 | 0 | 0 | 0 | 0 | 0 | 0 | 0 | 0 | 0 | 0 | 0
0 | 0 | 0 | 0 | 0 | 0 | 0 | 0 | 0 | 0 | 0 | 0 | -23.04 | 23.04 | 0 | 0 | 0 | 0 | 0 | 0 | 0 | 0 | 0 | 0 | 0 | 0 | 0 | 0 | 0 | 0 | 0 | 0 | 0 | 0 | 0 | 0 | 0 | 0 | 0 | 0 | 0 | 0 | 0 | 0 | 0 | 0 | 0 | 0 | 0 | 0 | 0 | 0 | 0 | 0 | 0 | 0 | 0
0 | 0 | 0 | 0 | 0 | 0 | 0 | 0 | 0 | 0 | 0 | 0 | -11.51 | 0 | 11.51 | 0 | 0 | 0 | 0 | 0 | 0 | 0 | 0 | 0 | 0 | 0 | 0 | 0 | 0 | 0 | 0 | 0 | 0 | 0 | 0 | 0 | 0 | 0 | 0 | 0 | 0 | 0 | 0 | 0 | 0 | 0 | 0 | 0 | 0 | 0 | 0 | 0 | 0 | 0 | 0 | 0 | 0
-10.99 | 0 | 0 | 0 | 0 | 0 | 0 | 0 | 0 | 0 | 0 | 0 | 0 | 0 | 10.99 | 0 | 0 | 0 | 0 | 0 | 0 | 0 | 0 | 0 | 0 | 0 | 0 | 0 | 0 | 0 | 0 | 0 | 0 | 0 | 0 | 0 | 0 | 0 | 0 | 0 | 0 | 0 | 0 | 0 | 0 | 0 | 0 | 0 | 0 | 0 | 0 | 0 | 0 | 0 | 0 | 0 | 0
-4.85 | 0 | 0 | 0 | 0 | 0 | 0 | 0 | 0 | 0 | 0 | 0 | 0 | 0 | 0 | 4.85 | 0 | 0 | 0 | 0 | 0 | 0 | 0 | 0 | 0 | 0 | 0 | 0 | 0 | 0 | 0 | 0 | 0 | 0 | 0 | 0 | 0 | 0 | 0 | 0 | 0 | 0 | 0 | 0 | 0 | 0 | 0 | 0 | 0 | 0 | 0 | 0 | 0 | 0 | 0 | 0 | 0
-9.26 | 0 | 0 | 0 | 0 | 0 | 0 | 0 | 0 | 0 | 0 | 0 | 0 | 0 | 0 | 0 | 9.26 | 0 | 0 | 0 | 0 | 0 | 0 | 0 | 0 | 0 | 0 | 0 | 0 | 0 | 0 | 0 | 0 | 0 | 0 | 0 | 0 | 0 | 0 | 0 | 0 | 0 | 0 | 0 | 0 | 0 | 0 | 0 | 0 | 0 | 0 | 0 | 0 | 0 | 0 | 0 | 0
0 | 0 | -18.87 | 0 | 0 | 0 | 0 | 0 | 0 | 0 | 0 | 0 | 0 | 0 | 18.87 | 0 | 0 | 0 | 0 | 0 | 0 | 0 | 0 | 0 | 0 | 0 | 0 | 0 | 0 | 0 | 0 | 0 | 0 | 0 | 0 | 0 | 0 | 0 | 0 | 0 | 0 | 0 | 0 | 0 | 0 | 0 | 0 | 0 | 0 | 0 | 0 | 0 | 0 | 0 | 0 | 0 | 0
0 | 0 | 0 | -1.8 | 0 | 0 | 0 | 0 | 0 | 0 | 0 | 0 | 0 | 0 | 0 | 0 | 0 | 1.8 | 0 | 0 | 0 | 0 | 0 | 0 | 0 | 0 | 0 | 0 | 0 | 0 | 0 | 0 | 0 | 0 | 0 | 0 | 0 | 0 | 0 | 0 | 0 | 0 | 0 | 0 | 0 | 0 | 0 | 0 | 0 | 0 | 0 | 0 | 0 | 0 | 0 | 0 | 0
0 | 0 | 0 | -2.33 | 0 | 0 | 0 | 0 | 0 | 0 | 0 | 0 | 0 | 0 | 0 | 0 | 0 | 2.33 | 0 | 0 | 0 | 0 | 0 | 0 | 0 | 0 | 0 | 0 | 0 | 0 | 0 | 0 | 0 | 0 | 0 | 0 | 0 | 0 | 0 | 0 | 0 | 0 | 0 | 0 | 0 | 0 | 0 | 0 | 0 | 0 | 0 | 0 | 0 | 0 | 0 | 0 | 0
0 | 0 | 0 | 0 | -15.6 | 15.6 | 0 | 0 | 0 | 0 | 0 | 0 | 0 | 0 | 0 | 0 | 0 | 0 | 0 | 0 | 0 | 0 | 0 | 0 | 0 | 0 | 0 | 0 | 0 | 0 | 0 | 0 | 0 | 0 | 0 | 0 | 0 | 0 | 0 | 0 | 0 | 0 | 0 | 0 | 0 | 0 | 0 | 0 | 0 | 0 | 0 | 0 | 0 | 0 | 0 | 0 | 0
0 | 0 | 0 | 0 | 0 | 0 | -14.04 | 14.04 | 0 | 0 | 0 | 0 | 0 | 0 | 0 | 0 | 0 | 0 | 0 | 0 | 0 | 0 | 0 | 0 | 0 | 0 | 0 | 0 | 0 | 0 | 0 | 0 | 0 | 0 | 0 | 0 | 0 | 0 | 0 | 0 | 0 | 0 | 0 | 0 | 0 | 0 | 0 | 0 | 0 | 0 | 0 | 0 | 0 | 0 | 0 | 0 | 0
0 | 0 | 0 | 0 | 0 | 0 | 0 | 0 | 0 | -7.92 | 0 | 7.92 | 0 | 0 | 0 | 0 | 0 | 0 | 0 | 0 | 0 | 0 | 0 | 0 | 0 | 0 | 0 | 0 | 0 | 0 | 0 | 0 | 0 | 0 | 0 | 0 | 0 | 0 | 0 | 0 | 0 | 0 | 0 | 0 | 0 | 0 | 0 | 0 | 0 | 0 | 0 | 0 | 0 | 0 | 0 | 0 | 0
0 | 0 | 0 | 0 | 0 | 0 | 0 | 0 | 0 | 0 | -13.66 | 0 | 13.66 | 0 | 0 | 0 | 0 | 0 | 0 | 0 | 0 | 0 | 0 | 0 | 0 | 0 | 0 | 0 | 0 | 0 | 0 | 0 | 0 | 0 | 0 | 0 | 0 | 0 | 0 | 0 | 0 | 0 | 0 | 0 | 0 | 0 | 0 | 0 | 0 | 0 | 0 | 0 | 0 | 0 | 0 | 0 | 0
0 | 0 | 0 | 0 | 0 | 0 | 0 | 0 | 0 | 0 | 0 | -17.24 | 17.24 | 0 | 0 | 0 | 0 | 0 | 0 | 0 | 0 | 0 | 0 | 0 | 0 | 0 | 0 | 0 | 0 | 0 | 0 | 0 | 0 | 0 | 0 | 0 | 0 | 0 | 0 | 0 | 0 | 0 | 0 | 0 | 0 | 0 | 0 | 0 | 0 | 0 | 0 | 0 | 0 | 0 | 0 | 0 | 0
0 | 0 | 0 | 0 | 0 | 0 | 0 | 0 | 0 | 0 | 0 | -12.3 | 0 | 0 | 0 | 12.3 | 0 | 0 | 0 | 0 | 0 | 0 | 0 | 0 | 0 | 0 | 0 | 0 | 0 | 0 | 0 | 0 | 0 | 0 | 0 | 0 | 0 | 0 | 0 | 0 | 0 | 0 | 0 | 0 | 0 | 0 | 0 | 0 | 0 | 0 | 0 | 0 | 0 | 0 | 0 | 0 | 0
0 | 0 | 0 | 0 | 0 | 0 | 0 | 0 | 0 | 0 | 0 | -5.59 | 0 | 0 | 0 | 0 | 5.59 | 0 | 0 | 0 | 0 | 0 | 0 | 0 | 0 | 0 | 0 | 0 | 0 | 0 | 0 | 0 | 0 | 0 | 0 | 0 | 0 | 0 | 0 | 0 | 0 | 0 | 0 | 0 | 0 | 0 | 0 | 0 | 0 | 0 | 0 | 0 | 0 | 0 | 0 | 0 | 0
0 | 0 | 0 | 0 | 0 | 0 | 0 | 0 | 0 | 0 | 0 | 0 | 0 | -18.28 | 18.28 | 0 | 0 | 0 | 0 | 0 | 0 | 0 | 0 | 0 | 0 | 0 | 0 | 0 | 0 | 0 | 0 | 0 | 0 | 0 | 0 | 0 | 0 | 0 | 0 | 0 | 0 | 0 | 0 | 0 | 0 | 0 | 0 | 0 | 0 | 0 | 0 | 0 | 0 | 0 | 0 | 0 | 0
0 | 0 | 0 | 0 | 0 | 0 | 0 | 0 | 0 | 0 | 0 | 0 | 0 | 0 | 0 | 0 | 0 | -1.46 | 1.46 | 0 | 0 | 0 | 0 | 0 | 0 | 0 | 0 | 0 | 0 | 0 | 0 | 0 | 0 | 0 | 0 | 0 | 0 | 0 | 0 | 0 | 0 | 0 | 0 | 0 | 0 | 0 | 0 | 0 | 0 | 0 | 0 | 0 | 0 | 0 | 0 | 0 | 0
0 | 0 | 0 | 0 | 0 | 0 | 0 | 0 | 0 | 0 | 0 | 0 | 0 | 0 | 0 | 0 | 0 | 0 | -2.3 | 2.3 | 0 | 0 | 0 | 0 | 0 | 0 | 0 | 0 | 0 | 0 | 0 | 0 | 0 | 0 | 0 | 0 | 0 | 0 | 0 | 0 | 0 | 0 | 0 | 0 | 0 | 0 | 0 | 0 | 0 | 0 | 0 | 0 | 0 | 0 | 0 | 0 | 0
0 | 0 | 0 | 0 | 0 | 0 | 0 | 0 | 0 | 0 | 0 | 0 | 0 | 0 | 0 | 0 | 0 | 0 | 0 | 1.29 | -1.29 | 0 | 0 | 0 | 0 | 0 | 0 | 0 | 0 | 0 | 0 | 0 | 0 | 0 | 0 | 0 | 0 | 0 | 0 | 0 | 0 | 0 | 0 | 0 | 0 | 0 | 0 | 0 | 0 | 0 | 0 | 0 | 0 | 0 | 0 | 0 | 0
0 | 0 | 0 | 0 | 0 | 0 | 0 | 0 | 0 | 0 | 0 | 0 | 0 | 0 | 0 | 0 | 0 | 0 | 0 | 0 | -8.55 | 8.55 | 0 | 0 | 0 | 0 | 0 | 0 | 0 | 0 | 0 | 0 | 0 | 0 | 0 | 0 | 0 | 0 | 0 | 0 | 0 | 0 | 0 | 0 | 0 | 0 | 0 | 0 | 0 | 0 | 0 | 0 | 0 | 0 | 0 | 0 | 0
0 | 0 | 0 | 0 | 0 | 0 | 0 | 0 | 0 | 0 | 0 | 0 | 0 | 0 | 0 | 0 | 0 | 0 | 0 | 0 | 0 | -65.79 | 65.79 | 0 | 0 | 0 | 0 | 0 | 0 | 0 | 0 | 0 | 0 | 0 | 0 | 0 | 0 | 0 | 0 | 0 | 0 | 0 | 0 | 0 | 0 | 0 | 0 | 0 | 0 | 0 | 0 | 0 | 0 | 0 | 0 | 0 | 0
0 | 0 | 0 | 0 | 0 | 0 | 0 | 0 | 0 | 0 | 0 | 0 | 0 | 0 | 0 | 0 | 0 | 0 | 0 | 0 | 0 | 0 | -3.91 | 3.91 | 0 | 0 | 0 | 0 | 0 | 0 | 0 | 0 | 0 | 0 | 0 | 0 | 0 | 0 | 0 | 0 | 0 | 0 | 0 | 0 | 0 | 0 | 0 | 0 | 0 | 0 | 0 | 0 | 0 | 0 | 0 | 0 | 0
0 | 0 | 0 | 0 | 0 | 0 | 0 | 0 | 0 | 0 | 0 | 0 | 0 | 0 | 0 | 0 | 0 | 0 | 0 | 0 | 0 | 0 | 0 | -0.85 | 0.85 | 0 | 0 | 0 | 0 | 0 | 0 | 0 | 0 | 0 | 0 | 0 | 0 | 0 | 0 | 0 | 0 | 0 | 0 | 0 | 0 | 0 | 0 | 0 | 0 | 0 | 0 | 0 | 0 | 0 | 0 | 0 | 0
0 | 0 | 0 | 0 | 0 | 0 | 0 | 0 | 0 | 0 | 0 | 0 | 0 | 0 | 0 | 0 | 0 | 0 | 0 | 0 | 0 | 0 | 0 | -0.81 | 0.81 | 0 | 0 | 0 | 0 | 0 | 0 | 0 | 0 | 0 | 0 | 0 | 0 | 0 | 0 | 0 | 0 | 0 | 0 | 0 | 0 | 0 | 0 | 0 | 0 | 0 | 0 | 0 | 0 | 0 | 0 | 0 | 0
0 | 0 | 0 | 0 | 0 | 0 | 0 | 0 | 0 | 0 | 0 | 0 | 0 | 0 | 0 | 0 | 0 | 0 | 0 | 0 | 0 | 0 | 0 | -21.14 | 0 | 21.14 | 0 | 0 | 0 | 0 | 0 | 0 | 0 | 0 | 0 | 0 | 0 | 0 | 0 | 0 | 0 | 0 | 0 | 0 | 0 | 0 | 0 | 0 | 0 | 0 | 0 | 0 | 0 | 0 | 0 | 0 | 0
0 | 0 | 0 | 0 | 0 | 0 | 0 | 0 | 0 | 0 | 0 | 0 | 0 | 0 | 0 | 0 | 0 | 0 | 0 | 0 | 0 | 0 | 0 | 0 | 0 | -3.94 | 3.94 | 0 | 0 | 0 | 0 | 0 | 0 | 0 | 0 | 0 | 0 | 0 | 0 | 0 | 0 | 0 | 0 | 0 | 0 | 0 | 0 | 0 | 0 | 0 | 0 | 0 | 0 | 0 | 0 | 0 | 0
0 | 0 | 0 | 0 | 0 | 0 | 0 | 0 | 0 | 0 | 0 | 0 | 0 | 0 | 0 | 0 | 0 | 0 | 0 | 0 | 0 | 0 | 0 | 0 | 0 | 0 | -10.48 | 10.48 | 0 | 0 | 0 | 0 | 0 | 0 | 0 | 0 | 0 | 0 | 0 | 0 | 0 | 0 | 0 | 0 | 0 | 0 | 0 | 0 | 0 | 0 | 0 | 0 | 0 | 0 | 0 | 0 | 0
0 | 0 | 0 | 0 | 0 | 0 | 0 | 0 | 0 | 0 | 0 | 0 | 0 | 0 | 0 | 0 | 0 | 0 | 0 | 0 | 0 | 0 | 0 | 0 | 0 | 0 | 0 | -17.04 | 17.04 | 0 | 0 | 0 | 0 | 0 | 0 | 0 | 0 | 0 | 0 | 0 | 0 | 0 | 0 | 0 | 0 | 0 | 0 | 0 | 0 | 0 | 0 | 0 | 0 | 0 | 0 | 0 | 0
0 | 0 | 0 | 0 | 0 | 0 | -15.43 | 0 | 0 | 0 | 0 | 0 | 0 | 0 | 0 | 0 | 0 | 0 | 0 | 0 | 0 | 0 | 0 | 0 | 0 | 0 | 0 | 0 | 15.43 | 0 | 0 | 0 | 0 | 0 | 0 | 0 | 0 | 0 | 0 | 0 | 0 | 0 | 0 | 0 | 0 | 0 | 0 | 0 | 0 | 0 | 0 | 0 | 0 | 0 | 0 | 0 | 0
0 | 0 | 0 | 0 | 0 | 0 | 0 | 0 | 0 | 0 | 0 | 0 | 0 | 0 | 0 | 0 | 0 | 0 | 0 | 0 | 0 | 0 | 0 | 0 | -4.95 | 0 | 0 | 0 | 0 | 4.95 | 0 | 0 | 0 | 0 | 0 | 0 | 0 | 0 | 0 | 0 | 0 | 0 | 0 | 0 | 0 | 0 | 0 | 0 | 0 | 0 | 0 | 0 | 0 | 0 | 0 | 0 | 0
0 | 0 | 0 | 0 | 0 | 0 | 0 | 0 | 0 | 0 | 0 | 0 | 0 | 0 | 0 | 0 | 0 | 0 | 0 | 0 | 0 | 0 | 0 | 0 | 0 | 0 | 0 | 0 | 0 | -2.01 | 2.01 | 0 | 0 | 0 | 0 | 0 | 0 | 0 | 0 | 0 | 0 | 0 | 0 | 0 | 0 | 0 | 0 | 0 | 0 | 0 | 0 | 0 | 0 | 0 | 0 | 0 | 0
0 | 0 | 0 | 0 | 0 | 0 | 0 | 0 | 0 | 0 | 0 | 0 | 0 | 0 | 0 | 0 | 0 | 0 | 0 | 0 | 0 | 0 | 0 | 0 | 0 | 0 | 0 | 0 | 0 | 0 | -1.32 | 1.32 | 0 | 0 | 0 | 0 | 0 | 0 | 0 | 0 | 0 | 0 | 0 | 0 | 0 | 0 | 0 | 0 | 0 | 0 | 0 | 0 | 0 | 0 | 0 | 0 | 0
0 | 0 | 0 | 0 | 0 | 0 | 0 | 0 | 0 | 0 | 0 | 0 | 0 | 0 | 0 | 0 | 0 | 0 | 0 | 0 | 0 | 0 | 0 | 0 | 0 | 0 | 0 | 0 | 0 | 0 | 0 | -27.78 | 27.78 | 0 | 0 | 0 | 0 | 0 | 0 | 0 | 0 | 0 | 0 | 0 | 0 | 0 | 0 | 0 | 0 | 0 | 0 | 0 | 0 | 0 | 0 | 0 | 0
0 | 0 | 0 | 0 | 0 | 0 | 0 | 0 | 0 | 0 | 0 | 0 | 0 | 0 | 0 | 0 | 0 | 0 | 0 | 0 | 0 | 0 | 0 | 0 | 0 | 0 | 0 | 0 | 0 | 0 | 0 | 1.05 | 0 | -1.05 | 0 | 0 | 0 | 0 | 0 | 0 | 0 | 0 | 0 | 0 | 0 | 0 | 0 | 0 | 0 | 0 | 0 | 0 | 0 | 0 | 0 | 0 | 0
0 | 0 | 0 | 0 | 0 | 0 | 0 | 0 | 0 | 0 | 0 | 0 | 0 | 0 | 0 | 0 | 0 | 0 | 0 | 0 | 0 | 0 | 0 | 0 | 0 | 0 | 0 | 0 | 0 | 0 | 0 | 0 | 0 | -12.82 | 12.82 | 0 | 0 | 0 | 0 | 0 | 0 | 0 | 0 | 0 | 0 | 0 | 0 | 0 | 0 | 0 | 0 | 0 | 0 | 0 | 0 | 0 | 0
0 | 0 | 0 | 0 | 0 | 0 | 0 | 0 | 0 | 0 | 0 | 0 | 0 | 0 | 0 | 0 | 0 | 0 | 0 | 0 | 0 | 0 | 0 | 0 | 0 | 0 | 0 | 0 | 0 | 0 | 0 | 0 | 0 | 0 | -18.62 | 18.62 | 0 | 0 | 0 | 0 | 0 | 0 | 0 | 0 | 0 | 0 | 0 | 0 | 0 | 0 | 0 | 0 | 0 | 0 | 0 | 0 | 0
0 | 0 | 0 | 0 | 0 | 0 | 0 | 0 | 0 | 0 | 0 | 0 | 0 | 0 | 0 | 0 | 0 | 0 | 0 | 0 | 0 | 0 | 0 | 0 | 0 | 0 | 0 | 0 | 0 | 0 | 0 | 0 | 0 | 0 | 0 | -27.32 | 27.32 | 0 | 0 | 0 | 0 | 0 | 0 | 0 | 0 | 0 | 0 | 0 | 0 | 0 | 0 | 0 | 0 | 0 | 0 | 0 | 0
0 | 0 | 0 | 0 | 0 | 0 | 0 | 0 | 0 | 0 | 0 | 0 | 0 | 0 | 0 | 0 | 0 | 0 | 0 | 0 | 0 | 0 | 0 | 0 | 0 | 0 | 0 | 0 | 0 | 0 | 0 | 0 | 0 | 0 | 0 | 0 | -9.91 | 9.91 | 0 | 0 | 0 | 0 | 0 | 0 | 0 | 0 | 0 | 0 | 0 | 0 | 0 | 0 | 0 | 0 | 0 | 0 | 0
0 | 0 | 0 | 0 | 0 | 0 | 0 | 0 | 0 | 0 | 0 | 0 | 0 | 0 | 0 | 0 | 0 | 0 | 0 | 0 | 0 | 0 | 0 | 0 | 0 | 0 | 0 | 0 | 0 | 0 | 0 | 0 | 0 | 0 | 0 | 0 | -26.39 | 0 | 26.39 | 0 | 0 | 0 | 0 | 0 | 0 | 0 | 0 | 0 | 0 | 0 | 0 | 0 | 0 | 0 | 0 | 0 | 0
0 | 0 | 0 | 0 | 0 | 0 | 0 | 0 | 0 | 0 | 0 | 0 | 0 | 0 | 0 | 0 | 0 | 0 | 0 | 0 | 0 | 0 | 0 | 0 | 0 | 0 | 0 | 0 | 0 | 0 | 0 | 0 | 0 | 0 | 0 | -21.46 | 0 | 0 | 0 | 21.46 | 0 | 0 | 0 | 0 | 0 | 0 | 0 | 0 | 0 | 0 | 0 | 0 | 0 | 0 | 0 | 0 | 0
0 | 0 | 0 | 0 | 0 | 0 | 0 | 0 | 0 | 0 | 0 | 0 | 0 | 0 | 0 | 0 | 0 | 0 | 0 | 0 | 0 | -33.9 | 0 | 0 | 0 | 0 | 0 | 0 | 0 | 0 | 0 | 0 | 0 | 0 | 0 | 0 | 0 | 33.9 | 0 | 0 | 0 | 0 | 0 | 0 | 0 | 0 | 0 | 0 | 0 | 0 | 0 | 0 | 0 | 0 | 0 | 0 | 0
0 | 0 | 0 | 0 | 0 | 0 | 0 | 0 | 0 | 0 | -1.34 | 0 | 0 | 0 | 0 | 0 | 0 | 0 | 0 | 0 | 0 | 0 | 0 | 0 | 0 | 0 | 0 | 0 | 0 | 0 | 0 | 0 | 0 | 0 | 0 | 0 | 0 | 0 | 0 | 0 | 1.34 | 0 | 0 | 0 | 0 | 0 | 0 | 0 | 0 | 0 | 0 | 0 | 0 | 0 | 0 | 0 | 0
0 | 0 | 0 | 0 | 0 | 0 | 0 | 0 | 0 | 0 | 0 | 0 | 0 | 0 | 0 | 0 | 0 | 0 | 0 | 0 | 0 | 0 | 0 | 0 | 0 | 0 | 0 | 0 | 0 | 0 | 0 | 0 | 0 | 0 | 0 | 0 | 0 | 0 | 0 | 0 | -2.84 | 2.84 | 0 | 0 | 0 | 0 | 0 | 0 | 0 | 0 | 0 | 0 | 0 | 0 | 0 | 0 | 0
0 | 0 | 0 | 0 | 0 | 0 | 0 | 0 | 0 | 0 | 0 | 0 | 0 | 0 | 0 | 0 | 0 | 0 | 0 | 0 | 0 | 0 | 0 | 0 | 0 | 0 | 0 | 0 | 0 | 0 | 0 | 0 | 0 | 0 | 0 | 0 | 0 | 0 | 0 | 0 | -2.43 | 0 | 2.43 | 0 | 0 | 0 | 0 | 0 | 0 | 0 | 0 | 0 | 0 | 0 | 0 | 0 | 0
0 | 0 | 0 | 0 | 0 | 0 | 0 | 0 | 0 | 0 | 0 | 0 | 0 | 0 | 0 | 0 | 0 | 0 | 0 | 0 | 0 | 0 | 0 | 0 | 0 | 0 | 0 | 0 | 0 | 0 | 0 | 0 | 0 | 0 | 0 | 0 | 0 | -17.09 | 0 | 0 | 0 | 0 | 0 | 17.09 | 0 | 0 | 0 | 0 | 0 | 0 | 0 | 0 | 0 | 0 | 0 | 0 | 0
0 | 0 | 0 | 0 | 0 | 0 | 0 | 0 | 0 | 0 | 0 | 0 | 0 | 0 | -9.6 | 0 | 0 | 0 | 0 | 0 | 0 | 0 | 0 | 0 | 0 | 0 | 0 | 0 | 0 | 0 | 0 | 0 | 0 | 0 | 0 | 0 | 0 | 0 | 0 | 0 | 0 | 0 | 0 | 0 | 9.6 | 0 | 0 | 0 | 0 | 0 | 0 | 0 | 0 | 0 | 0 | 0 | 0
0 | 0 | 0 | 0 | 0 | 0 | 0 | 0 | 0 | 0 | 0 | 0 | 0 | -13.61 | 0 | 0 | 0 | 0 | 0 | 0 | 0 | 0 | 0 | 0 | 0 | 0 | 0 | 0 | 0 | 0 | 0 | 0 | 0 | 0 | 0 | 0 | 0 | 0 | 0 | 0 | 0 | 0 | 0 | 0 | 0 | 13.61 | 0 | 0 | 0 | 0 | 0 | 0 | 0 | 0 | 0 | 0 | 0
0 | 0 | 0 | 0 | 0 | 0 | 0 | 0 | 0 | 0 | 0 | 0 | 0 | 0 | 0 | 0 | 0 | 0 | 0 | 0 | 0 | 0 | 0 | 0 | 0 | 0 | 0 | 0 | 0 | 0 | 0 | 0 | 0 | 0 | 0 | 0 | 0 | 0 | 0 | 0 | 0 | 0 | 0 | 0 | 0 | -14.71 | 14.71 | 0 | 0 | 0 | 0 | 0 | 0 | 0 | 0 | 0 | 0
0 | 0 | 0 | 0 | 0 | 0 | 0 | 0 | 0 | 0 | 0 | 0 | 0 | 0 | 0 | 0 | 0 | 0 | 0 | 0 | 0 | 0 | 0 | 0 | 0 | 0 | 0 | 0 | 0 | 0 | 0 | 0 | 0 | 0 | 0 | 0 | 0 | 0 | 0 | 0 | 0 | 0 | 0 | 0 | 0 | 0 | -42.92 | 42.92 | 0 | 0 | 0 | 0 | 0 | 0 | 0 | 0 | 0
0 | 0 | 0 | 0 | 0 | 0 | 0 | 0 | 0 | 0 | 0 | 0 | 0 | 0 | 0 | 0 | 0 | 0 | 0 | 0 | 0 | 0 | 0 | 0 | 0 | 0 | 0 | 0 | 0 | 0 | 0 | 0 | 0 | 0 | 0 | 0 | 0 | 0 | 0 | 0 | 0 | 0 | 0 | 0 | 0 | 0 | 0 | -7.75 | 7.75 | 0 | 0 | 0 | 0 | 0 | 0 | 0 | 0
0 | 0 | 0 | 0 | 0 | 0 | 0 | 0 | 0 | 0 | 0 | 0 | 0 | 0 | 0 | 0 | 0 | 0 | 0 | 0 | 0 | 0 | 0 | 0 | 0 | 0 | 0 | 0 | 0 | 0 | 0 | 0 | 0 | 0 | 0 | 0 | 0 | 0 | 0 | 0 | 0 | 0 | 0 | 0 | 0 | 0 | 0 | 0 | -7.81 | 7.81 | 0 | 0 | 0 | 0 | 0 | 0 | 0
0 | 0 | 0 | 0 | 0 | 0 | 0 | 0 | 0 | 0 | 0 | 0 | 0 | 0 | 0 | 0 | 0 | 0 | 0 | 0 | 0 | 0 | 0 | 0 | 0 | 0 | 0 | 0 | 0 | 0 | 0 | 0 | 0 | 0 | 0 | 0 | 0 | 0 | 0 | 0 | 0 | 0 | 0 | 0 | 0 | 0 | 0 | 0 | 0 | -4.55 | 4.55 | 0 | 0 | 0 | 0 | 0 | 0
0 | 0 | 0 | 0 | 0 | 0 | 0 | 0 | 0 | -14.04 | 0 | 0 | 0 | 0 | 0 | 0 | 0 | 0 | 0 | 0 | 0 | 0 | 0 | 0 | 0 | 0 | 0 | 0 | 0 | 0 | 0 | 0 | 0 | 0 | 0 | 0 | 0 | 0 | 0 | 0 | 0 | 0 | 0 | 0 | 0 | 0 | 0 | 0 | 0 | 0 | 14.04 | 0 | 0 | 0 | 0 | 0 | 0
0 | 0 | 0 | 0 | 0 | 0 | 0 | 0 | 0 | 0 | 0 | 0 | -5.24 | 0 | 0 | 0 | 0 | 0 | 0 | 0 | 0 | 0 | 0 | 0 | 0 | 0 | 0 | 0 | 0 | 0 | 0 | 0 | 0 | 0 | 0 | 0 | 0 | 0 | 0 | 0 | 0 | 0 | 0 | 0 | 0 | 0 | 0 | 0 | 5.24 | 0 | 0 | 0 | 0 | 0 | 0 | 0 | 0
0 | 0 | 0 | 0 | 0 | 0 | 0 | 0 | 0 | 0 | 0 | 0 | 0 | 0 | 0 | 0 | 0 | 0 | 0 | 0 | 0 | 0 | 0 | 0 | 0 | 0 | 0 | 0 | -5.35 | 0 | 0 | 0 | 0 | 0 | 0 | 0 | 0 | 0 | 0 | 0 | 0 | 0 | 0 | 0 | 0 | 0 | 0 | 0 | 0 | 0 | 0 | 5.35 | 0 | 0 | 0 | 0 | 0
0 | 0 | 0 | 0 | 0 | 0 | 0 | 0 | 0 | 0 | 0 | 0 | 0 | 0 | 0 | 0 | 0 | 0 | 0 | 0 | 0 | 0 | 0 | 0 | 0 | 0 | 0 | 0 | 0 | 0 | 0 | 0 | 0 | 0 | 0 | 0 | 0 | 0 | 0 | 0 | 0 | 0 | 0 | 0 | 0 | 0 | 0 | 0 | 0 | 0 | 0 | -10.16 | 10.16 | 0 | 0 | 0 | 0
0 | 0 | 0 | 0 | 0 | 0 | 0 | 0 | 0 | 0 | 0 | 0 | 0 | 0 | 0 | 0 | 0 | 0 | 0 | 0 | 0 | 0 | 0 | 0 | 0 | 0 | 0 | 0 | 0 | 0 | 0 | 0 | 0 | 0 | 0 | 0 | 0 | 0 | 0 | 0 | 0 | 0 | 0 | 0 | 0 | 0 | 0 | 0 | 0 | 0 | 0 | 0 | -4.31 | 4.31 | 0 | 0 | 0
0 | 0 | 0 | 0 | 0 | 0 | 0 | 0 | 0 | 0 | 0 | 0 | 0 | 0 | 0 | 0 | 0 | 0 | 0 | 0 | 0 | 0 | 0 | 0 | 0 | 0 | 0 | 0 | 0 | 0 | 0 | 0 | 0 | 0 | 0 | 0 | 0 | 0 | 0 | 0 | 0 | 0 | 0 | 0 | 0 | 0 | 0 | 0 | 0 | 0 | 0 | 0 | 0 | -4.42 | 4.42 | 0 | 0
0 | 0 | 0 | 0 | 0 | 0 | 0 | 0 | 0 | 0 | -6.54 | 0 | 0 | 0 | 0 | 0 | 0 | 0 | 0 | 0 | 0 | 0 | 0 | 0 | 0 | 0 | 0 | 0 | 0 | 0 | 0 | 0 | 0 | 0 | 0 | 0 | 0 | 0 | 0 | 0 | 0 | 0 | 6.54 | 0 | 0 | 0 | 0 | 0 | 0 | 0 | 0 | 0 | 0 | 0 | 0 | 0 | 0
0 | 0 | 0 | 0 | 0 | 0 | 0 | 0 | 0 | 0 | 0 | 0 | 0 | 0 | 0 | 0 | 0 | 0 | 0 | 0 | 0 | 0 | 0 | 0 | 0 | 0 | 0 | 0 | 0 | 0 | 0 | 0 | 0 | 0 | 0 | 0 | 0 | 0 | 0 | 0 | 0 | 0 | 0 | -8.05 | 8.05 | 0 | 0 | 0 | 0 | 0 | 0 | 0 | 0 | 0 | 0 | 0 | 0
0 | 0 | 0 | 0 | 0 | 0 | 0 | 0 | 0 | 0 | 0 | 0 | 0 | 0 | 0 | 0 | 0 | 0 | 0 | 0 | 0 | 0 | 0 | 0 | 0 | 0 | 0 | 0 | 0 | 0 | 0 | 0 | 0 | 0 | 0 | 0 | 0 | 0 | 0 | -0.84 | 0 | 0 | 0 | 0 | 0 | 0 | 0 | 0 | 0 | 0 | 0 | 0 | 0 | 0 | 0 | 0.84 | 0
0 | 0 | 0 | 0 | 0 | 0 | 0 | 0 | 0 | 0 | 0 | 0 | 0 | 0 | 0 | 0 | 0 | 0 | 0 | 0 | 0 | 0 | 0 | 0 | 0 | 0 | 0 | 0 | 0 | 0 | 0 | 0 | 0 | 0 | 0 | 0 | 0 | 0 | 0 | 0 | 1.82 | 0 | 0 | 0 | 0 | 0 | 0 | 0 | 0 | 0 | 0 | 0 | 0 | 0 | 0 | -1.82 | 0
0 | 0 | 0 | 0 | 0 | 0 | 0 | 0 | 0 | 0 | 0 | 0 | 0 | 0 | 0 | 0 | 0 | 0 | 0 | 0 | 0 | 0 | 0 | 0 | 0 | 0 | 0 | 0 | 0 | 0 | 0 | 0 | 0 | 0 | 0 | 0 | 0 | 0 | 0 | 0 | 0 | 2.82 | 0 | 0 | 0 | 0 | 0 | 0 | 0 | 0 | 0 | 0 | 0 | 0 | 0 | -2.82 | 0
0 | 0 | 0 | 0 | 0 | 0 | 0 | 0 | 0 | 0 | 0 | 0 | 0 | 0 | 0 | 0 | 0 | 0 | 0 | 0 | 0 | 0 | 0 | 0 | 0 | 0 | 0 | 0 | 0 | 0 | 0 | 0 | 0 | 0 | 0 | 0 | 0 | 0 | -0.74 | 0 | 0 | 0 | 0 | 0 | 0 | 0 | 0 | 0 | 0 | 0 | 0 | 0 | 0 | 0 | 0 | 0 | 0.74
0 | 0 | 0 | 0 | 0 | 0 | 0 | 0 | 0 | 0 | 0 | 0 | 0 | 0 | 0 | 0 | 0 | 0 | 0 | 0 | 0 | 0 | 0 | 0 | 0 | 0 | 0 | 0 | 0 | 0 | 0 | 0 | 0 | 0 | 0 | 0 | 0 | 0 | 0 | 0 | 0 | 0 | 0 | 0 | 0 | 0 | 0 | 0 | 0 | 0 | 0 | 0 | 0 | 0 | 0 | 3.85 | -3.85
0 | 0 | 0 | 0 | 0 | 0 | 0 | 0 | 0 | 0 | 0 | 0 | 0 | 0 | 0 | 0 | 0 | 0 | 0 | 0 | 0 | 0 | 0 | 0 | 0 | 0 | 0 | 0 | 0 | 0 | 0 | 0 | 0 | 0 | 0 | 0 | 0 | -5.65 | 0 | 0 | 0 | 0 | 0 | 0 | 0 | 0 | 0 | 0 | 5.65 | 0 | 0 | 0 | 0 | 0 | 0 | 0 | 0
0 | 0 | 0 | 0 | 0 | 0 | 0 | 0 | 0 | 0 | 0 | 0 | 0 | 0 | 0 | 0 | 0 | 0 | 0 | 0 | 0 | 0 | 0 | 0 | 0 | 0 | 0 | 0 | 0 | 0 | 0 | 0 | 0 | 0 | 0 | 0 | 0 | -20.75 | 0 | 0 | 0 | 0 | 0 | 0 | 0 | 0 | 0 | 20.75 | 0 | 0 | 0 | 0 | 0 | 0 | 0 | 0 | 0
0 | 0 | 0 | 0 | 0 | 0 | 0 | 0 | -8.3 | 0 | 0 | 0 | 0 | 0 | 0 | 0 | 0 | 0 | 0 | 0 | 0 | 0 | 0 | 0 | 0 | 0 | 0 | 0 | 0 | 0 | 0 | 0 | 0 | 0 | 0 | 0 | 0 | 0 | 0 | 0 | 0 | 0 | 0 | 0 | 0 | 0 | 0 | 0 | 0 | 0 | 0 | 0 | 0 | 0 | 8.3 | 0 | 0
60.81 | -35.71 | 0 | 0 | 0 | 0 | 0 | 0 | 0 | 0 | 0 | 0 | 0 | 0 | -10.99 | -4.85 | -9.26 | 0 | 0 | 0 | 0 | 0 | 0 | 0 | 0 | 0 | 0 | 0 | 0 | 0 | 0 | 0 | 0 | 0 | 0 | 0 | 0 | 0 | 0 | 0 | 0 | 0 | 0 | 0 | 0 | 0 | 0 | 0 | 0 | 0 | 0 | 0 | 0 | 0 | 0 | 0 | 0
-35.71 | 47.47 | -11.76 | 0 | 0 | 0 | 0 | 0 | 0 | 0 | 0 | 0 | 0 | 0 | 0 | 0 | 0 | 0 | 0 | 0 | 0 | 0 | 0 | 0 | 0 | 0 | 0 | 0 | 0 | 0 | 0 | 0 | 0 | 0 | 0 | 0 | 0 | 0 | 0 | 0 | 0 | 0 | 0 | 0 | 0 | 0 | 0 | 0 | 0 | 0 | 0 | 0 | 0 | 0 | 0 | 0 | 0
0 | -11.76 | 57.95 | -27.32 | 0 | 0 | 0 | 0 | 0 | 0 | 0 | 0 | 0 | 0 | -18.87 | 0 | 0 | 0 | 0 | 0 | 0 | 0 | 0 | 0 | 0 | 0 | 0 | 0 | 0 | 0 | 0 | 0 | 0 | 0 | 0 | 0 | 0 | 0 | 0 | 0 | 0 | 0 | 0 | 0 | 0 | 0 | 0 | 0 | 0 | 0 | 0 | 0 | 0 | 0 | 0 | 0 | 0
0 | 0 | -27.32 | 45.79 | -7.58 | -6.76 | 0 | 0 | 0 | 0 | 0 | 0 | 0 | 0 | 0 | 0 | 0 | -4.13 | 0 | 0 | 0 | 0 | 0 | 0 | 0 | 0 | 0 | 0 | 0 | 0 | 0 | 0 | 0 | 0 | 0 | 0 | 0 | 0 | 0 | 0 | 0 | 0 | 0 | 0 | 0 | 0 | 0 | 0 | 0 | 0 | 0 | 0 | 0 | 0 | 0 | 0 | 0
0 | 0 | 0 | -7.58 | 23.18 | -15.6 | 0 | 0 | 0 | 0 | 0 | 0 | 0 | 0 | 0 | 0 | 0 | 0 | 0 | 0 | 0 | 0 | 0 | 0 | 0 | 0 | 0 | 0 | 0 | 0 | 0 | 0 | 0 | 0 | 0 | 0 | 0 | 0 | 0 | 0 | 0 | 0 | 0 | 0 | 0 | 0 | 0 | 0 | 0 | 0 | 0 | 0 | 0 | 0 | 0 | 0 | 0
0 | 0 | 0 | -6.76 | -15.6 | 37.94 | -9.8 | -5.78 | 0 | 0 | 0 | 0 | 0 | 0 | 0 | 0 | 0 | 0 | 0 | 0 | 0 | 0 | 0 | 0 | 0 | 0 | 0 | 0 | 0 | 0 | 0 | 0 | 0 | 0 | 0 | 0 | 0 | 0 | 0 | 0 | 0 | 0 | 0 | 0 | 0 | 0 | 0 | 0 | 0 | 0 | 0 | 0 | 0 | 0 | 0 | 0 | 0
0 | 0 | 0 | 0 | 0 | -9.8 | 39.27 | -14.04 | 0 | 0 | 0 | 0 | 0 | 0 | 0 | 0 | 0 | 0 | 0 | 0 | 0 | 0 | 0 | 0 | 0 | 0 | 0 | 0 | -15.43 | 0 | 0 | 0 | 0 | 0 | 0 | 0 | 0 | 0 | 0 | 0 | 0 | 0 | 0 | 0 | 0 | 0 | 0 | 0 | 0 | 0 | 0 | 0 | 0 | 0 | 0 | 0 | 0
0 | 0 | 0 | 0 | 0 | -5.78 | -14.04 | 39.62 | -19.8 | 0 | 0 | 0 | 0 | 0 | 0 | 0 | 0 | 0 | 0 | 0 | 0 | 0 | 0 | 0 | 0 | 0 | 0 | 0 | 0 | 0 | 0 | 0 | 0 | 0 | 0 | 0 | 0 | 0 | 0 | 0 | 0 | 0 | 0 | 0 | 0 | 0 | 0 | 0 | 0 | 0 | 0 | 0 | 0 | 0 | 0 | 0 | 0
0 | 0 | 0 | 0 | 0 | 0 | 0 | -19.8 | 55.57 | -5.96 | -11.79 | -3.39 | -6.33 | 0 | 0 | 0 | 0 | 0 | 0 | 0 | 0 | 0 | 0 | 0 | 0 | 0 | 0 | 0 | 0 | 0 | 0 | 0 | 0 | 0 | 0 | 0 | 0 | 0 | 0 | 0 | 0 | 0 | 0 | 0 | 0 | 0 | 0 | 0 | 0 | 0 | 0 | 0 | 0 | 0 | -8.3 | 0 | 0
0 | 0 | 0 | 0 | 0 | 0 | 0 | 0 | -5.96 | 27.92 | 0 | -7.92 | 0 | 0 | 0 | 0 | 0 | 0 | 0 | 0 | 0 | 0 | 0 | 0 | 0 | 0 | 0 | 0 | 0 | 0 | 0 | 0 | 0 | 0 | 0 | 0 | 0 | 0 | 0 | 0 | 0 | 0 | 0 | 0 | 0 | 0 | 0 | 0 | 0 | 0 | -14.04 | 0 | 0 | 0 | 0 | 0 | 0
0 | 0 | 0 | 0 | 0 | 0 | 0 | 0 | -11.79 | 0 | 33.33 | 0 | -13.66 | 0 | 0 | 0 | 0 | 0 | 0 | 0 | 0 | 0 | 0 | 0 | 0 | 0 | 0 | 0 | 0 | 0 | 0 | 0 | 0 | 0 | 0 | 0 | 0 | 0 | 0 | 0 | -1.34 | 0 | -6.54 | 0 | 0 | 0 | 0 | 0 | 0 | 0 | 0 | 0 | 0 | 0 | 0 | 0 | 0
0 | 0 | 0 | 0 | 0 | 0 | 0 | 0 | -3.39 | -7.92 | 0 | 46.44 | -17.24 | 0 | 0 | -12.3 | -5.59 | 0 | 0 | 0 | 0 | 0 | 0 | 0 | 0 | 0 | 0 | 0 | 0 | 0 | 0 | 0 | 0 | 0 | 0 | 0 | 0 | 0 | 0 | 0 | 0 | 0 | 0 | 0 | 0 | 0 | 0 | 0 | 0 | 0 | 0 | 0 | 0 | 0 | 0 | 0 | 0
0 | 0 | 0 | 0 | 0 | 0 | 0 | 0 | -6.33 | 0 | -13.66 | -17.24 | 77.02 | -23.04 | -11.51 | 0 | 0 | 0 | 0 | 0 | 0 | 0 | 0 | 0 | 0 | 0 | 0 | 0 | 0 | 0 | 0 | 0 | 0 | 0 | 0 | 0 | 0 | 0 | 0 | 0 | 0 | 0 | 0 | 0 | 0 | 0 | 0 | 0 | -5.24 | 0 | 0 | 0 | 0 | 0 | 0 | 0 | 0
0 | 0 | 0 | 0 | 0 | 0 | 0 | 0 | 0 | 0 | 0 | 0 | -23.04 | 54.93 | -18.28 | 0 | 0 | 0 | 0 | 0 | 0 | 0 | 0 | 0 | 0 | 0 | 0 | 0 | 0 | 0 | 0 | 0 | 0 | 0 | 0 | 0 | 0 | 0 | 0 | 0 | 0 | 0 | 0 | 0 | 0 | -13.61 | 0 | 0 | 0 | 0 | 0 | 0 | 0 | 0 | 0 | 0 | 0
-10.99 | 0 | -18.87 | 0 | 0 | 0 | 0 | 0 | 0 | 0 | 0 | 0 | -11.51 | -18.28 | 69.25 | 0 | 0 | 0 | 0 | 0 | 0 | 0 | 0 | 0 | 0 | 0 | 0 | 0 | 0 | 0 | 0 | 0 | 0 | 0 | 0 | 0 | 0 | 0 | 0 | 0 | 0 | 0 | 0 | 0 | -9.6 | 0 | 0 | 0 | 0 | 0 | 0 | 0 | 0 | 0 | 0 | 0 | 0
-4.85 | 0 | 0 | 0 | 0 | 0 | 0 | 0 | 0 | 0 | 0 | -12.3 | 0 | 0 | 0 | 17.15 | 0 | 0 | 0 | 0 | 0 | 0 | 0 | 0 | 0 | 0 | 0 | 0 | 0 | 0 | 0 | 0 | 0 | 0 | 0 | 0 | 0 | 0 | 0 | 0 | 0 | 0 | 0 | 0 | 0 | 0 | 0 | 0 | 0 | 0 | 0 | 0 | 0 | 0 | 0 | 0 | 0
-9.26 | 0 | 0 | 0 | 0 | 0 | 0 | 0 | 0 | 0 | 0 | -5.59 | 0 | 0 | 0 | 0 | 14.85 | 0 | 0 | 0 | 0 | 0 | 0 | 0 | 0 | 0 | 0 | 0 | 0 | 0 | 0 | 0 | 0 | 0 | 0 | 0 | 0 | 0 | 0 | 0 | 0 | 0 | 0 | 0 | 0 | 0 | 0 | 0 | 0 | 0 | 0 | 0 | 0 | 0 | 0 | 0 | 0
0 | 0 | 0 | -4.13 | 0 | 0 | 0 | 0 | 0 | 0 | 0 | 0 | 0 | 0 | 0 | 0 | 0 | 5.59 | -1.46 | 0 | 0 | 0 | 0 | 0 | 0 | 0 | 0 | 0 | 0 | 0 | 0 | 0 | 0 | 0 | 0 | 0 | 0 | 0 | 0 | 0 | 0 | 0 | 0 | 0 | 0 | 0 | 0 | 0 | 0 | 0 | 0 | 0 | 0 | 0 | 0 | 0 | 0
0 | 0 | 0 | 0 | 0 | 0 | 0 | 0 | 0 | 0 | 0 | 0 | 0 | 0 | 0 | 0 | 0 | -1.46 | 3.76 | -2.3 | 0 | 0 | 0 | 0 | 0 | 0 | 0 | 0 | 0 | 0 | 0 | 0 | 0 | 0 | 0 | 0 | 0 | 0 | 0 | 0 | 0 | 0 | 0 | 0 | 0 | 0 | 0 | 0 | 0 | 0 | 0 | 0 | 0 | 0 | 0 | 0 | 0
0 | 0 | 0 | 0 | 0 | 0 | 0 | 0 | 0 | 0 | 0 | 0 | 0 | 0 | 0 | 0 | 0 | 0 | -2.3 | 3.59 | -1.29 | 0 | 0 | 0 | 0 | 0 | 0 | 0 | 0 | 0 | 0 | 0 | 0 | 0 | 0 | 0 | 0 | 0 | 0 | 0 | 0 | 0 | 0 | 0 | 0 | 0 | 0 | 0 | 0 | 0 | 0 | 0 | 0 | 0 | 0 | 0 | 0
0 | 0 | 0 | 0 | 0 | 0 | 0 | 0 | 0 | 0 | 0 | 0 | 0 | 0 | 0 | 0 | 0 | 0 | 0 | -1.29 | 9.84 | -8.55 | 0 | 0 | 0 | 0 | 0 | 0 | 0 | 0 | 0 | 0 | 0 | 0 | 0 | 0 | 0 | 0 | 0 | 0 | 0 | 0 | 0 | 0 | 0 | 0 | 0 | 0 | 0 | 0 | 0 | 0 | 0 | 0 | 0 | 0 | 0
0 | 0 | 0 | 0 | 0 | 0 | 0 | 0 | 0 | 0 | 0 | 0 | 0 | 0 | 0 | 0 | 0 | 0 | 0 | 0 | -8.55 | 108.24 | -65.79 | 0 | 0 | 0 | 0 | 0 | 0 | 0 | 0 | 0 | 0 | 0 | 0 | 0 | 0 | -33.9 | 0 | 0 | 0 | 0 | 0 | 0 | 0 | 0 | 0 | 0 | 0 | 0 | 0 | 0 | 0 | 0 | 0 | 0 | 0
0 | 0 | 0 | 0 | 0 | 0 | 0 | 0 | 0 | 0 | 0 | 0 | 0 | 0 | 0 | 0 | 0 | 0 | 0 | 0 | 0 | -65.79 | 69.7 | -3.91 | 0 | 0 | 0 | 0 | 0 | 0 | 0 | 0 | 0 | 0 | 0 | 0 | 0 | 0 | 0 | 0 | 0 | 0 | 0 | 0 | 0 | 0 | 0 | 0 | 0 | 0 | 0 | 0 | 0 | 0 | 0 | 0 | 0
0 | 0 | 0 | 0 | 0 | 0 | 0 | 0 | 0 | 0 | 0 | 0 | 0 | 0 | 0 | 0 | 0 | 0 | 0 | 0 | 0 | 0 | -3.91 | 26.71 | -1.66 | -21.14 | 0 | 0 | 0 | 0 | 0 | 0 | 0 | 0 | 0 | 0 | 0 | 0 | 0 | 0 | 0 | 0 | 0 | 0 | 0 | 0 | 0 | 0 | 0 | 0 | 0 | 0 | 0 | 0 | 0 | 0 | 0
0 | 0 | 0 | 0 | 0 | 0 | 0 | 0 | 0 | 0 | 0 | 0 | 0 | 0 | 0 | 0 | 0 | 0 | 0 | 0 | 0 | 0 | 0 | -1.66 | 6.61 | 0 | 0 | 0 | 0 | -4.95 | 0 | 0 | 0 | 0 | 0 | 0 | 0 | 0 | 0 | 0 | 0 | 0 | 0 | 0 | 0 | 0 | 0 | 0 | 0 | 0 | 0 | 0 | 0 | 0 | 0 | 0 | 0
0 | 0 | 0 | 0 | 0 | 0 | 0 | 0 | 0 | 0 | 0 | 0 | 0 | 0 | 0 | 0 | 0 | 0 | 0 | 0 | 0 | 0 | 0 | -21.14 | 0 | 25.08 | -3.94 | 0 | 0 | 0 | 0 | 0 | 0 | 0 | 0 | 0 | 0 | 0 | 0 | 0 | 0 | 0 | 0 | 0 | 0 | 0 | 0 | 0 | 0 | 0 | 0 | 0 | 0 | 0 | 0 | 0 | 0
0 | 0 | 0 | 0 | 0 | 0 | 0 | 0 | 0 | 0 | 0 | 0 | 0 | 0 | 0 | 0 | 0 | 0 | 0 | 0 | 0 | 0 | 0 | 0 | 0 | -3.94 | 14.42 | -10.48 | 0 | 0 | 0 | 0 | 0 | 0 | 0 | 0 | 0 | 0 | 0 | 0 | 0 | 0 | 0 | 0 | 0 | 0 | 0 | 0 | 0 | 0 | 0 | 0 | 0 | 0 | 0 | 0 | 0
0 | 0 | 0 | 0 | 0 | 0 | 0 | 0 | 0 | 0 | 0 | 0 | 0 | 0 | 0 | 0 | 0 | 0 | 0 | 0 | 0 | 0 | 0 | 0 | 0 | 0 | -10.48 | 27.52 | -17.04 | 0 | 0 | 0 | 0 | 0 | 0 | 0 | 0 | 0 | 0 | 0 | 0 | 0 | 0 | 0 | 0 | 0 | 0 | 0 | 0 | 0 | 0 | 0 | 0 | 0 | 0 | 0 | 0
0 | 0 | 0 | 0 | 0 | 0 | -15.43 | 0 | 0 | 0 | 0 | 0 | 0 | 0 | 0 | 0 | 0 | 0 | 0 | 0 | 0 | 0 | 0 | 0 | 0 | 0 | 0 | -17.04 | 37.82 | 0 | 0 | 0 | 0 | 0 | 0 | 0 | 0 | 0 | 0 | 0 | 0 | 0 | 0 | 0 | 0 | 0 | 0 | 0 | 0 | 0 | 0 | -5.35 | 0 | 0 | 0 | 0 | 0
0 | 0 | 0 | 0 | 0 | 0 | 0 | 0 | 0 | 0 | 0 | 0 | 0 | 0 | 0 | 0 | 0 | 0 | 0 | 0 | 0 | 0 | 0 | 0 | -4.95 | 0 | 0 | 0 | 0 | 6.96 | -2.01 | 0 | 0 | 0 | 0 | 0 | 0 | 0 | 0 | 0 | 0 | 0 | 0 | 0 | 0 | 0 | 0 | 0 | 0 | 0 | 0 | 0 | 0 | 0 | 0 | 0 | 0
0 | 0 | 0 | 0 | 0 | 0 | 0 | 0 | 0 | 0 | 0 | 0 | 0 | 0 | 0 | 0 | 0 | 0 | 0 | 0 | 0 | 0 | 0 | 0 | 0 | 0 | 0 | 0 | 0 | -2.01 | 3.33 | -1.32 | 0 | 0 | 0 | 0 | 0 | 0 | 0 | 0 | 0 | 0 | 0 | 0 | 0 | 0 | 0 | 0 | 0 | 0 | 0 | 0 | 0 | 0 | 0 | 0 | 0
0 | 0 | 0 | 0 | 0 | 0 | 0 | 0 | 0 | 0 | 0 | 0 | 0 | 0 | 0 | 0 | 0 | 0 | 0 | 0 | 0 | 0 | 0 | 0 | 0 | 0 | 0 | 0 | 0 | 0 | -1.32 | 30.15 | -27.78 | -1.05 | 0 | 0 | 0 | 0 | 0 | 0 | 0 | 0 | 0 | 0 | 0 | 0 | 0 | 0 | 0 | 0 | 0 | 0 | 0 | 0 | 0 | 0 | 0
0 | 0 | 0 | 0 | 0 | 0 | 0 | 0 | 0 | 0 | 0 | 0 | 0 | 0 | 0 | 0 | 0 | 0 | 0 | 0 | 0 | 0 | 0 | 0 | 0 | 0 | 0 | 0 | 0 | 0 | 0 | -27.78 | 27.78 | 0 | 0 | 0 | 0 | 0 | 0 | 0 | 0 | 0 | 0 | 0 | 0 | 0 | 0 | 0 | 0 | 0 | 0 | 0 | 0 | 0 | 0 | 0 | 0
0 | 0 | 0 | 0 | 0 | 0 | 0 | 0 | 0 | 0 | 0 | 0 | 0 | 0 | 0 | 0 | 0 | 0 | 0 | 0 | 0 | 0 | 0 | 0 | 0 | 0 | 0 | 0 | 0 | 0 | 0 | -1.05 | 0 | 13.87 | -12.82 | 0 | 0 | 0 | 0 | 0 | 0 | 0 | 0 | 0 | 0 | 0 | 0 | 0 | 0 | 0 | 0 | 0 | 0 | 0 | 0 | 0 | 0
0 | 0 | 0 | 0 | 0 | 0 | 0 | 0 | 0 | 0 | 0 | 0 | 0 | 0 | 0 | 0 | 0 | 0 | 0 | 0 | 0 | 0 | 0 | 0 | 0 | 0 | 0 | 0 | 0 | 0 | 0 | 0 | 0 | -12.82 | 31.44 | -18.62 | 0 | 0 | 0 | 0 | 0 | 0 | 0 | 0 | 0 | 0 | 0 | 0 | 0 | 0 | 0 | 0 | 0 | 0 | 0 | 0 | 0
0 | 0 | 0 | 0 | 0 | 0 | 0 | 0 | 0 | 0 | 0 | 0 | 0 | 0 | 0 | 0 | 0 | 0 | 0 | 0 | 0 | 0 | 0 | 0 | 0 | 0 | 0 | 0 | 0 | 0 | 0 | 0 | 0 | 0 | -18.62 | 67.4 | -27.32 | 0 | 0 | -21.46 | 0 | 0 | 0 | 0 | 0 | 0 | 0 | 0 | 0 | 0 | 0 | 0 | 0 | 0 | 0 | 0 | 0
0 | 0 | 0 | 0 | 0 | 0 | 0 | 0 | 0 | 0 | 0 | 0 | 0 | 0 | 0 | 0 | 0 | 0 | 0 | 0 | 0 | 0 | 0 | 0 | 0 | 0 | 0 | 0 | 0 | 0 | 0 | 0 | 0 | 0 | 0 | -27.32 | 63.62 | -9.91 | -26.39 | 0 | 0 | 0 | 0 | 0 | 0 | 0 | 0 | 0 | 0 | 0 | 0 | 0 | 0 | 0 | 0 | 0 | 0
0 | 0 | 0 | 0 | 0 | 0 | 0 | 0 | 0 | 0 | 0 | 0 | 0 | 0 | 0 | 0 | 0 | 0 | 0 | 0 | 0 | -33.9 | 0 | 0 | 0 | 0 | 0 | 0 | 0 | 0 | 0 | 0 | 0 | 0 | 0 | 0 | -9.91 | 87.3 | 0 | 0 | 0 | 0 | 0 | -17.09 | 0 | 0 | 0 | -20.75 | -5.65 | 0 | 0 | 0 | 0 | 0 | 0 | 0 | 0
0 | 0 | 0 | 0 | 0 | 0 | 0 | 0 | 0 | 0 | 0 | 0 | 0 | 0 | 0 | 0 | 0 | 0 | 0 | 0 | 0 | 0 | 0 | 0 | 0 | 0 | 0 | 0 | 0 | 0 | 0 | 0 | 0 | 0 | 0 | 0 | -26.39 | 0 | 27.13 | 0 | 0 | 0 | 0 | 0 | 0 | 0 | 0 | 0 | 0 | 0 | 0 | 0 | 0 | 0 | 0 | 0 | -0.74
0 | 0 | 0 | 0 | 0 | 0 | 0 | 0 | 0 | 0 | 0 | 0 | 0 | 0 | 0 | 0 | 0 | 0 | 0 | 0 | 0 | 0 | 0 | 0 | 0 | 0 | 0 | 0 | 0 | 0 | 0 | 0 | 0 | 0 | 0 | -21.46 | 0 | 0 | 0 | 22.3 | 0 | 0 | 0 | 0 | 0 | 0 | 0 | 0 | 0 | 0 | 0 | 0 | 0 | 0 | 0 | -0.84 | 0
0 | 0 | 0 | 0 | 0 | 0 | 0 | 0 | 0 | 0 | -1.34 | 0 | 0 | 0 | 0 | 0 | 0 | 0 | 0 | 0 | 0 | 0 | 0 | 0 | 0 | 0 | 0 | 0 | 0 | 0 | 0 | 0 | 0 | 0 | 0 | 0 | 0 | 0 | 0 | 0 | 8.43 | -2.84 | -2.43 | 0 | 0 | 0 | 0 | 0 | 0 | 0 | 0 | 0 | 0 | 0 | 0 | -1.82 | 0
0 | 0 | 0 | 0 | 0 | 0 | 0 | 0 | 0 | 0 | 0 | 0 | 0 | 0 | 0 | 0 | 0 | 0 | 0 | 0 | 0 | 0 | 0 | 0 | 0 | 0 | 0 | 0 | 0 | 0 | 0 | 0 | 0 | 0 | 0 | 0 | 0 | 0 | 0 | 0 | -2.84 | 5.66 | 0 | 0 | 0 | 0 | 0 | 0 | 0 | 0 | 0 | 0 | 0 | 0 | 0 | -2.82 | 0
0 | 0 | 0 | 0 | 0 | 0 | 0 | 0 | 0 | 0 | -6.54 | 0 | 0 | 0 | 0 | 0 | 0 | 0 | 0 | 0 | 0 | 0 | 0 | 0 | 0 | 0 | 0 | 0 | 0 | 0 | 0 | 0 | 0 | 0 | 0 | 0 | 0 | 0 | 0 | 0 | -2.43 | 0 | 8.97 | 0 | 0 | 0 | 0 | 0 | 0 | 0 | 0 | 0 | 0 | 0 | 0 | 0 | 0
0 | 0 | 0 | 0 | 0 | 0 | 0 | 0 | 0 | 0 | 0 | 0 | 0 | 0 | 0 | 0 | 0 | 0 | 0 | 0 | 0 | 0 | 0 | 0 | 0 | 0 | 0 | 0 | 0 | 0 | 0 | 0 | 0 | 0 | 0 | 0 | 0 | -17.09 | 0 | 0 | 0 | 0 | 0 | 25.14 | -8.05 | 0 | 0 | 0 | 0 | 0 | 0 | 0 | 0 | 0 | 0 | 0 | 0
0 | 0 | 0 | 0 | 0 | 0 | 0 | 0 | 0 | 0 | 0 | 0 | 0 | 0 | -9.6 | 0 | 0 | 0 | 0 | 0 | 0 | 0 | 0 | 0 | 0 | 0 | 0 | 0 | 0 | 0 | 0 | 0 | 0 | 0 | 0 | 0 | 0 | 0 | 0 | 0 | 0 | 0 | 0 | -8.05 | 17.65 | 0 | 0 | 0 | 0 | 0 | 0 | 0 | 0 | 0 | 0 | 0 | 0
0 | 0 | 0 | 0 | 0 | 0 | 0 | 0 | 0 | 0 | 0 | 0 | 0 | -13.61 | 0 | 0 | 0 | 0 | 0 | 0 | 0 | 0 | 0 | 0 | 0 | 0 | 0 | 0 | 0 | 0 | 0 | 0 | 0 | 0 | 0 | 0 | 0 | 0 | 0 | 0 | 0 | 0 | 0 | 0 | 0 | 28.32 | -14.71 | 0 | 0 | 0 | 0 | 0 | 0 | 0 | 0 | 0 | 0
0 | 0 | 0 | 0 | 0 | 0 | 0 | 0 | 0 | 0 | 0 | 0 | 0 | 0 | 0 | 0 | 0 | 0 | 0 | 0 | 0 | 0 | 0 | 0 | 0 | 0 | 0 | 0 | 0 | 0 | 0 | 0 | 0 | 0 | 0 | 0 | 0 | 0 | 0 | 0 | 0 | 0 | 0 | 0 | 0 | -14.71 | 57.63 | -42.92 | 0 | 0 | 0 | 0 | 0 | 0 | 0 | 0 | 0
0 | 0 | 0 | 0 | 0 | 0 | 0 | 0 | 0 | 0 | 0 | 0 | 0 | 0 | 0 | 0 | 0 | 0 | 0 | 0 | 0 | 0 | 0 | 0 | 0 | 0 | 0 | 0 | 0 | 0 | 0 | 0 | 0 | 0 | 0 | 0 | 0 | -20.75 | 0 | 0 | 0 | 0 | 0 | 0 | 0 | 0 | -42.92 | 71.42 | -7.75 | 0 | 0 | 0 | 0 | 0 | 0 | 0 | 0
0 | 0 | 0 | 0 | 0 | 0 | 0 | 0 | 0 | 0 | 0 | 0 | -5.24 | 0 | 0 | 0 | 0 | 0 | 0 | 0 | 0 | 0 | 0 | 0 | 0 | 0 | 0 | 0 | 0 | 0 | 0 | 0 | 0 | 0 | 0 | 0 | 0 | -5.65 | 0 | 0 | 0 | 0 | 0 | 0 | 0 | 0 | 0 | -7.75 | 26.45 | -7.81 | 0 | 0 | 0 | 0 | 0 | 0 | 0
0 | 0 | 0 | 0 | 0 | 0 | 0 | 0 | 0 | 0 | 0 | 0 | 0 | 0 | 0 | 0 | 0 | 0 | 0 | 0 | 0 | 0 | 0 | 0 | 0 | 0 | 0 | 0 | 0 | 0 | 0 | 0 | 0 | 0 | 0 | 0 | 0 | 0 | 0 | 0 | 0 | 0 | 0 | 0 | 0 | 0 | 0 | 0 | -7.81 | 12.36 | -4.55 | 0 | 0 | 0 | 0 | 0 | 0
0 | 0 | 0 | 0 | 0 | 0 | 0 | 0 | 0 | -14.04 | 0 | 0 | 0 | 0 | 0 | 0 | 0 | 0 | 0 | 0 | 0 | 0 | 0 | 0 | 0 | 0 | 0 | 0 | 0 | 0 | 0 | 0 | 0 | 0 | 0 | 0 | 0 | 0 | 0 | 0 | 0 | 0 | 0 | 0 | 0 | 0 | 0 | 0 | 0 | -4.55 | 18.59 | 0 | 0 | 0 | 0 | 0 | 0
0 | 0 | 0 | 0 | 0 | 0 | 0 | 0 | 0 | 0 | 0 | 0 | 0 | 0 | 0 | 0 | 0 | 0 | 0 | 0 | 0 | 0 | 0 | 0 | 0 | 0 | 0 | 0 | -5.35 | 0 | 0 | 0 | 0 | 0 | 0 | 0 | 0 | 0 | 0 | 0 | 0 | 0 | 0 | 0 | 0 | 0 | 0 | 0 | 0 | 0 | 0 | 15.51 | -10.16 | 0 | 0 | 0 | 0
0 | 0 | 0 | 0 | 0 | 0 | 0 | 0 | 0 | 0 | 0 | 0 | 0 | 0 | 0 | 0 | 0 | 0 | 0 | 0 | 0 | 0 | 0 | 0 | 0 | 0 | 0 | 0 | 0 | 0 | 0 | 0 | 0 | 0 | 0 | 0 | 0 | 0 | 0 | 0 | 0 | 0 | 0 | 0 | 0 | 0 | 0 | 0 | 0 | 0 | 0 | -10.16 | 14.47 | -4.31 | 0 | 0 | 0
0 | 0 | 0 | 0 | 0 | 0 | 0 | 0 | 0 | 0 | 0 | 0 | 0 | 0 | 0 | 0 | 0 | 0 | 0 | 0 | 0 | 0 | 0 | 0 | 0 | 0 | 0 | 0 | 0 | 0 | 0 | 0 | 0 | 0 | 0 | 0 | 0 | 0 | 0 | 0 | 0 | 0 | 0 | 0 | 0 | 0 | 0 | 0 | 0 | 0 | 0 | 0 | -4.31 | 8.73 | -4.42 | 0 | 0
0 | 0 | 0 | 0 | 0 | 0 | 0 | 0 | -8.3 | 0 | 0 | 0 | 0 | 0 | 0 | 0 | 0 | 0 | 0 | 0 | 0 | 0 | 0 | 0 | 0 | 0 | 0 | 0 | 0 | 0 | 0 | 0 | 0 | 0 | 0 | 0 | 0 | 0 | 0 | 0 | 0 | 0 | 0 | 0 | 0 | 0 | 0 | 0 | 0 | 0 | 0 | 0 | 0 | -4.42 | 12.72 | 0 | 0
0 | 0 | 0 | 0 | 0 | 0 | 0 | 0 | 0 | 0 | 0 | 0 | 0 | 0 | 0 | 0 | 0 | 0 | 0 | 0 | 0 | 0 | 0 | 0 | 0 | 0 | 0 | 0 | 0 | 0 | 0 | 0 | 0 | 0 | 0 | 0 | 0 | 0 | 0 | -0.84 | -1.82 | -2.82 | 0 | 0 | 0 | 0 | 0 | 0 | 0 | 0 | 0 | 0 | 0 | 0 | 0 | 9.33 | -3.85
0 | 0 | 0 | 0 | 0 | 0 | 0 | 0 | 0 | 0 | 0 | 0 | 0 | 0 | 0 | 0 | 0 | 0 | 0 | 0 | 0 | 0 | 0 | 0 | 0 | 0 | 0 | 0 | 0 | 0 | 0 | 0 | 0 | 0 | 0 | 0 | 0 | 0 | -0.74 | 0 | 0 | 0 | 0 | 0 | 0 | 0 | 0 | 0 | 0 | 0 | 0 | 0 | 0 | 0 | 0 | -3.85 | 4.59

## Measurement Data
Data
-2.496e-13
-3.7996
-6.7996
-49.7971
-32.549
-48.7658
-67.5676
-101.7472
369.803
57.6252
75.2218
40.2257
62.7719
27.1943
3.1315
16.936
23.3552
37.4084
41.9976
13.7365
17.7812
-45.549
-150.3498
17.4028
48.3079
-33.6079
19.6448
4.5916
-16.6026
4.3177
1.0177
1.2823
-1.2823
-7.7381
-14.0381
7.682
7.3205
-29.0405
-29.0405
-38.3405
-42.9405
82.7821
8.7024
5.1024
-0.69755
3.8
6.0976
-6.0976
-12.0976
-12.9226
-14.8837
1.9611
0.825
6.4558
10.962
10.146
-13.9518
-11.4624
23.4624
33.2969
33.2969
3.5969
-3.1925
3.7776
-17.2224
35.2224
29.1462
22.8416
17.9416
-2.0584
-6.1584
15.9518
-23.4624
0.825
-8.4679
-3.046
1.9611
-4.7389
-4.1761
-6.7894
12.9584
3.7996
6.7996
49.7971
32.549
48.7658
67.5676
101.7472
-369.803
-57.6252
-75.2218
-40.2257
-62.7719
-27.1943
-3.1315
-16.936
-23.3552
-37.4084
-41.9976
-13.7365
-17.7812
45.549
150.3498
-17.4028
-48.3079
33.6079
-19.6448
-4.5916
16.6026
-4.3177
-1.0177
-1.2823
1.2823
7.7381
14.0381
-7.682
-7.3205
29.0405
29.0405
38.3405
42.9405
-82.7821
-8.7024
-5.1024
0.69755
-3.8
-6.0976
6.0976
12.0976
12.9226
14.8837
-1.9611
-0.825
-6.4558
-10.962
-10.146
13.9518
11.4624
-23.4624
-33.2969
-33.2969
-3.5969
3.1925
-3.7776
17.2224
-35.2224
-29.1462
-22.8416
-17.9416
2.0584
6.1584
-15.9518
23.4624
-0.825
8.4679
3.046
-1.9611
4.7389
4.1761
6.7894
-12.9584
73.9
-3
-1
1.279e-13
-13
-75
1.1369e-13
621.9
-121
-5
0
-67
-18
-10.5
-22
-43
-42
-27.2
-3.3
-2.3
-1.3678e-13
-5.6843e-14
-6.3
2.9843e-13
-6.3
4.4054e-13
-9.3
-4.6
-17
-3.6
-5.8
-1.6
-3.8
-8.5265e-14
-6
-1.4211e-13
4.5475e-13
-14
-1.4211e-13
1.8474e-13
-6.3
-7.1
-2
-12
-3.6948e-13
1.9895e-13
-29.7
5.1159e-13
-18
-21
-18
-4.9
-20
-4.1
-6.8
-7.6
-6.7

## Bus Data
Bus number | Load | Generation | Bus Power
0 | 55 | 128.9 | 73.9
0 | 3 | 0 | -3
0 | 41 | 40 | -1
0 | 0 | 0 | 0
0 | 13 | 0 | -13
0 | 75 | 0 | -75
0 | 0 | 0 | 0
0 | 150 | 771.9 | 621.9
0 | 121 | 0 | -121
0 | 5 | 0 | -5
0 | 0 | 0 | 0
0 | 377 | 310 | -67
0 | 18 | 0 | -18
0 | 10.5 | 0 | -10.5
0 | 22 | 0 | -22
0 | 43 | 0 | -43
0 | 42 | 0 | -42
0 | 27.2 | 0 | -27.2
0 | 3.3 | 0 | -3.3
0 | 2.3 | 0 | -2.3
0 | 0 | 0 | 0
0 | 0 | 0 | 0
0 | 6.3 | 0 | -6.3
0 | 0 | 0 | 0
0 | 6.3 | 0 | -6.3
0 | 0 | 0 | 0
0 | 9.3 | 0 | -9.3
0 | 4.6 | 0 | -4.6
0 | 17 | 0 | -17
0 | 3.6 | 0 | -3.6
0 | 5.8 | 0 | -5.8
0 | 1.6 | 0 | -1.6
0 | 3.8 | 0 | -3.8
0 | 0 | 0 | 0
0 | 6 | 0 | -6
0 | 0 | 0 | 0
0 | 0 | 0 | 0
0 | 14 | 0 | -14
0 | 0 | 0 | 0
0 | 0 | 0 | 0
0 | 6.3 | 0 | -6.3
0 | 7.1 | 0 | -7.1
0 | 2 | 0 | -2
0 | 12 | 0 | -12
0 | 0 | 0 | 0
0 | 0 | 0 | 0
0 | 29.7 | 0 | -29.7
0 | 0 | 0 | 0
0 | 18 | 0 | -18
0 | 21 | 0 | -21
0 | 18 | 0 | -18
0 | 4.9 | 0 | -4.9
0 | 20 | 0 | -20
0 | 4.1 | 0 | -4.1
0 | 6.8 | 0 | -6.8
0 | 7.6 | 0 | -7.6
0 | 6.7 | 0 | -6.7